## Index
List of Tables: | List of Figures:
Table 1. Default Emission Factors for 2018 | Figure 1. Illustration of Zones (left) and Nodes (right) in a Jurisdiction
Table 2. Season Definitions | Figure 2. New York Independent Systems Operator Decile Grouping
Table 3. Quebec's Default Emission Factors for Electricity Imports (tonnes per Megawatt-hours) | Figure 3. Manitoba 2015 Installed Generation Capacity
Table 4. Emission Factors by Fuel Type | Figure 4. Installed Capacity for Remainder of Eastern Interconnection (Left) and Pennsylvania-New Jersey-Maryland Interconnection (Right)
Table 5. 2018 Default Emission Factors by Jurisdiction (tonnes per Megawatt-hours) | Figure 5. Independent Systems Operator New England Daily Emission Intensity Profile by Season
Table 6. 2018 Default Emission Factor for Imports from Other Jurisdictions (tonnes per Megawatt-hours) | Figure 6. New York Independent Systems Operator Daily Emission Intensity Profile by Season
Table 7. Independent Systems Operator New England 2018 Average Monthly Fuel Prices (United States Dollars 2016 / Million British Thermal Units) | Figure 7. Pennsylvania-New Jersey-Maryland Interconnection Daily Emission Intensity Profile by Season
Table 8. New York Independent Systems Operator 2018 Average Monthly Fuel Prices (United States Dollars 2016 / Million British Thermal Units) | Figure 8. Midcontinent Independent System Operator Daily Emission Intensity Profile by Season
Table 9. Pennsylvania-New Jersey-Maryland Interconnection 2018 Average Monthly Fuel Prices (United States Dollars 2016 / Million British Thermal Units) | Figure 9. Independent Systems Operator New England Hourly Emission Intensity Profile
Table 10. Midcontinent Independent System Operator 2018 Average Monthly Fuel Prices (United States Dollars 2016 / Million British Thermal Units) | Figure 10. New York Independent Systems Operator Hourly Emission Intensity Profile
Table 11. Independent Systems Operator New England Default Emission Factors 2017 vs. 2018 | Figure 11. Pennsylvania-New Jersey-Maryland Interconnection Hourly Emission Intensity Profile
Table 12. New York Independent Systems Operator Default Emission Factors 2017 vs. 2018 | Figure 12. Midcontinent Independent System Operator Hourly Emission Intensity Profile
Table 13. Pennsylvania-New Jersey-Maryland Interconnection Default Emission Factors 2017 vs. 2018 | Figure 13. Navigant Energy Market Modeling Toolset
Table 14. Midcontinent Independent System Operator Default Emission Factors 2017 vs. 2018 | Figure 14. Independent Systems Operator New England 2018 Supply Stack
Figure 15. Independent Systems Operator New England Capacity Additions
Figure 16. Independent Systems Operator New England Capacity Retirements
Figure 17. New York Independent Systems Operator 2018 Supply Stack
Figure 18. New York Independent Systems Operator Capacity Additions
Figure 19. New York Independent Systems Operator Capacity Retirements
Figure 20. Pennsylvania-New Jersey-Maryland Interconnection 2018 Supply Stack
Figure 21. Pennsylvania-New Jersey-Maryland Interconnection Capacity Additions
Figure 22. Pennsylvania-New Jersey-Maryland Interconnection Capacity Retirements
Figure 23. Midcontinent Independent System Operator 2018 Supply Stack
Figure 24. Midcontinent Independent System Operator Capacity Additions
Figure 25. Midcontinent Independent System Operator Capacity Retirements

## Seasons
Return to Index
Table 2. Season Definitions
| Season | Months
| Summer | May – August
| Winter | November – December
| Winter | January – February
| Shoulder | March – April
| Shoulder | September – October

## QC DEF
Return to Index
Table 3. Quebec's Default Emission Factors for Electricity Imports (tonnes per Megawatt-hours)
| Jurisdiction | Default Emission Factor
| Newfoundland and Labrador | 0.03
| Nova Scotia | 0.694
| New Brunswick | 0.292
| Québec | 0.002
| Ontario | 0.041
| Manitoba | 0.003
| Vermont | 0.002
| ISO-NE | 0.266
| NYISO | 0.242
| PJM | 0.592
| MISO | 0.638
| SPP | 0.614

## Proposed DEF
Return to Index
Table 1. Default Emission Factors for 2018
| Jurisdiction | Off Peak | Peak
| ISO-NE | 0.297 | 0.414
| NYISO | 0.311 | 0.434
| PJM | 0.607 | 0.754
| MISO | 0.73 | 0.768
| Manitoba | 0 | 0
| Unspecified | 0.6 | 0.75
Table 4. Emission Factors by Fuel Type
| Fuel | Emission Factor
| Coal | 1
| Gas – Combined Cycle | 0.65
| Gas – Combustion Turbine | 0.4
| Renewables / Nuclear | 0
Table 5. 2018 Default Emission Factors by Jurisdiction (tonnes per Megawatt-hours)
| Jurisdiction | Off Peak | Peak
| ISO-NE | 0.29698 | 0.41401
| NYISO | 0.31136 | 0.4338
| PJM | 0.60736 | 0.75445
| MISO | 0.72984 | 0.76752
| Manitoba | 0 | 0
Table 6. 2018 Default Emission Factor for Imports from Other Jurisdictions (tonnes per Megawatt-hours)
| Jurisdiction | Off Peak | Peak
| Unspecified | 0.6 | 0.75

## Fuel Prices
Return to Index
Table 7. Independent Systems Operator New England 2018 Average Monthly Fuel Prices (United States Dollars 2016 / Million British Thermal Units) |  |  |  |  | Table 8. New York Independent Systems Operator 2018 Average Monthly Fuel Prices (United States Dollars 2016 / Million British Thermal Units) |  |  |  |  | Table 9. Pennsylvania-New Jersey-Maryland Interconnection 2018 Average Monthly Fuel Prices (United States Dollars 2016 / Million British Thermal Units) |  |  |  |  | Table 10. Midcontinent Independent System Operator 2018 Average Monthly Fuel Prices (United States Dollars 2016 / Million British Thermal Units)
| Month | Gas | Coal | Oil |  | Month | Gas | Coal | Oil |  | Month | Gas | Coal | Oil |  | Month | Gas | Coal | Oil
| January | 8.6434 | 2.8983 | 10.9307 |  | January | 7.7557 | 2.871 | 9.3874 |  | January | 3.1235 | 2.4448 | 10.572 |  | January | 3.1461 | 2.308 | 8.975
| February | 8.6114 | 2.8983 | 10.8875 |  | February | 7.745 | 2.871 | 9.325 |  | February | 3.1258 | 2.4448 | 10.5463 |  | February | 3.1396 | 2.308 | 8.9203
| March | 5.3345 | 2.8983 | 10.8284 |  | March | 4.2278 | 2.871 | 9.2411 |  | March | 3.0704 | 2.4448 | 10.4959 |  | March | 3.08 | 2.308 | 8.8411
| April | 3.0538 | 2.8983 | 10.8234 |  | April | 2.9046 | 2.871 | 9.4467 |  | April | 2.7847 | 2.4448 | 10.587 |  | April | 2.6964 | 2.308 | 8.9023
| May | 2.6478 | 2.8983 | 10.8853 |  | May | 2.6661 | 2.871 | 9.5905 |  | May | 2.7287 | 2.4448 | 10.7163 |  | May | 2.5948 | 2.308 | 9.0031
| June | 2.7132 | 2.8983 | 10.905 |  | June | 2.7434 | 2.871 | 9.5362 |  | June | 2.7197 | 2.4448 | 10.7595 |  | June | 2.5757 | 2.308 | 9.0197
| July | 2.7684 | 2.8983 | 10.8506 |  | July | 2.7435 | 2.871 | 9.3685 |  | July | 2.7341 | 2.4448 | 10.699 |  | July | 2.567 | 2.308 | 8.9349
| August | 2.7448 | 2.8983 | 10.8295 |  | August | 2.7409 | 2.871 | 9.3886 |  | August | 2.6934 | 2.4448 | 10.686 |  | August | 2.5741 | 2.308 | 8.8984
| September | 2.4752 | 2.8983 | 10.8194 |  | September | 2.6498 | 2.871 | 9.3857 |  | September | 2.6383 | 2.4448 | 10.6844 |  | September | 2.5426 | 2.308 | 8.8741
| October | 2.5043 | 2.8983 | 10.798 |  | October | 2.726 | 2.871 | 9.3411 |  | October | 2.684 | 2.4448 | 10.6658 |  | October | 2.5372 | 2.308 | 8.836
| November | 3.3648 | 2.8983 | 10.863 |  | November | 3.1116 | 2.871 | 9.2848 |  | November | 2.7299 | 2.4448 | 10.632 |  | November | 2.713 | 2.308 | 8.7843
| December | 6.2579 | 2.8983 | 10.9496 |  | December | 4.5991 | 2.871 | 9.3848 |  | December | 2.8368 | 2.4448 | 10.6731 |  | December | 2.8322 | 2.308 | 8.8087
|  | GAS: NCI GPCM - 3 - Algonquin, city-gates | Capacity-Weighted Coal Price | OIL-L:NCI ISO New England |  |  | GAS: NCI GPCM - 40 - Iroquois, zone 2 | Capacity-Weighted Coal Price | OIL-H:NCI NYC |  |  | GAS: NCI GPCM - 129 - Lebanon Hub-Ohio | Capacity-Weighted Coal Price | OIL-H:NCI PJM East |  |  | GAS: NCI GPCM - 49 - Mich Con city-gate | Capacity-Weighted Coal Price | OIL-H:NCI MISO
|  |  |  | OIL-H:NCI ISO New England |  |  |  |  | OIL-H:NCI Upstate NY |  |  |  |  | OIL-H:NCI PJM West |  |  |  |  | OIL-L:NCI MISO
|  |  |  | avg |  |  |  |  | OIL-L:NCI NYC |  |  |  |  | OIL-L:NCI PJM East |  |  |  |  | avg
[9 empty] | OIL-L:NCI Upstate NY |  |  |  |  | OIL-L:NCI PJM West
[9 empty] | avg |  |  |  |  | avg

## DEF Comparison 2017 vs 2018
Return to Index
Table 11. Independent Systems Operator New England Default Emission Factors 2017 vs. 2018
| 2017 | 2018 | Change
Peak | 0.48 | 0.414 | -14%
Off Peak | 0.344 | 0.297 | -14%
Table 12. New York Independent Systems Operator Default Emission Factors 2017 vs. 2018
| 2017 | 2018 | Change
Peak | 0.51 | 0.434 | -15%
Off Peak | 0.352 | 0.311 | -12%
Table 13. Pennsylvania-New Jersey-Maryland Interconnection Default Emission Factors 2017 vs. 2018
| 2017 | 2018 | Change
Peak | 0.605 | 0.754 | 25%
Off Peak | 0.812 | 0.607 | -25%
Table 14. Midcontinent Independent System Operator Default Emission Factors 2017 vs. 2018
| 2017 | 2018 | Change
Peak | 0.789 | 0.768 | -3%
Off Peak | 0.965 | 0.73 | -24%

## Decile Grouping
Return to Index
Figure 2. New York Independent Systems Operator Decile Grouping
| Decile | Firing Cost | Emission Factor
| 1 | 0.0029454 | 0
| 2 | 0.6649 | 0
| 3 | 9.7282 | 0.2186
| 4 | 60.3829 | 0.36398
| 5 | 62.7524 | 0.37926
| 6 | 63.8007 | 0.38449
| 7 | 68.6527 | 0.41354
| 8 | 81.3124 | 0.48918
| 9 | 98.7761 | 0.7219
| 10 | 140.4006 | 0.8369

## Generation Mix
Return to Index
Figure 3. Manitoba 2015 Installed Generation Capacity |  |  | Figure 4. Installed Capacity for Remainder of Eastern Interconnection (Left) and Pennsylvania-New Jersey-Maryland Interconnection (Right)
| Category | Manitoba |  | Category | Remainder of Eastern Interconnect | Category | PJM
| Renewable | 91.92% |  | Renewable | 17.73% | Renewable | 11.69%
| Gas | 6.513% |  | Gas | 40.72% | Gas | 34.44%
| Nuclear | 0% |  | Nuclear | 9.836% | Nuclear | 17.72%
| Oil | 0% |  | Oil | 4.343% | Oil | 5.38%
| Coal | 1.571% |  | Coal | 27.37% | Coal | 30.78%

## Seasonal DEF Profiles
Return to Index
Figure 5. Independent Systems Operator New England Daily Emission Intensity Profile by Season
| Day → Month ↓ | Monday | Tuesday | Wednesday | Thursday | Friday | Saturday | Sunday
| January | 0.37298 | 0.36828 | 0.36799 | 0.37378 | 0.38687 | 0.38366 | 0.37444
| February | 0.34904 | 0.35393 | 0.36744 | 0.37338 | 0.38168 | 0.38006 | 0.35278
| March | 0.38724 | 0.39523 | 0.39303 | 0.39969 | 0.38829 | 0.42232 | 0.3948
| April | 0.34906 | 0.34535 | 0.35424 | 0.35373 | 0.38105 | 0.3783 | 0.35409
| May | 0.3496 | 0.36073 | 0.36471 | 0.36774 | 0.39349 | 0.38792 | 0.4201
| June | 0.355 | 0.35262 | 0.36965 | 0.36715 | 0.3993 | 0.39996 | 0.41609
| July | 0.38313 | 0.36558 | 0.36584 | 0.36367 | 0.41372 | 0.40055 | 0.3901
| August | 0.37809 | 0.36741 | 0.37245 | 0.38901 | 0.39724 | 0.38684 | 0.39961
| September | 0.36783 | 0.35997 | 0.36839 | 0.34504 | 0.38744 | 0.37882 | 0.38048
| October | 0.32706 | 0.34507 | 0.30691 | 0.30581 | 0.36513 | 0.36661 | 0.35376
| November | 0.41148 | 0.4026 | 0.39797 | 0.38865 | 0.36695 | 0.40393 | 0.43176
| December | 0.36661 | 0.3609 | 0.36539 | 0.36508 | 0.37018 | 0.37637 | 0.37425
Figure 6. New York Independent Systems Operator Daily Emission Intensity Profile by Season
| Day → Month ↓ | Monday | Tuesday | Wednesday | Thursday | Friday | Saturday | Sunday
| January | 0.381 | 0.38014 | 0.38158 | 0.38164 | 0.38079 | 0.37888 | 0.38143
| February | 0.3779 | 0.37784 | 0.37743 | 0.37949 | 0.38044 | 0.37755 | 0.37743
| March | 0.41077 | 0.42785 | 0.41714 | 0.39914 | 0.3736 | 0.37888 | 0.41515
| April | 0.3619 | 0.35484 | 0.37586 | 0.36979 | 0.35303 | 0.34628 | 0.3883
| May | 0.35647 | 0.36182 | 0.35022 | 0.3497 | 0.32689 | 0.31955 | 0.3901
| June | 0.44064 | 0.43117 | 0.4281 | 0.42511 | 0.4126 | 0.40523 | 0.44584
| July | 0.49272 | 0.49406 | 0.47739 | 0.48345 | 0.45184 | 0.45043 | 0.50045
| August | 0.42259 | 0.42479 | 0.43681 | 0.43294 | 0.39524 | 0.38854 | 0.43384
| September | 0.36386 | 0.36184 | 0.37835 | 0.35524 | 0.32575 | 0.31313 | 0.37869
| October | 0.32919 | 0.34482 | 0.33035 | 0.32273 | 0.34722 | 0.33094 | 0.35891
| November | 0.44294 | 0.43913 | 0.40689 | 0.41462 | 0.39242 | 0.38792 | 0.44811
| December | 0.40278 | 0.39942 | 0.40062 | 0.39931 | 0.40101 | 0.40419 | 0.41015
Figure 7. Pennsylvania-New Jersey-Maryland Interconnection Daily Emission Intensity Profile by Season
| Day → Month ↓ | Monday | Tuesday | Wednesday | Thursday | Friday | Saturday | Sunday
| January | 0.80024 | 0.7767 | 0.77777 | 0.79326 | 0.80095 | 0.81093 | 0.80579
| February | 0.78388 | 0.79396 | 0.79235 | 0.79776 | 0.79959 | 0.81834 | 0.78585
| March | 0.62606 | 0.62584 | 0.62328 | 0.61748 | 0.6504 | 0.68493 | 0.62657
| April | 0.69789 | 0.68926 | 0.71017 | 0.69337 | 0.61461 | 0.58155 | 0.74232
| May | 0.71833 | 0.7332 | 0.72506 | 0.73311 | 0.6162 | 0.59217 | 0.75274
| June | 0.68629 | 0.69506 | 0.68929 | 0.68434 | 0.67279 | 0.66455 | 0.70944
| July | 0.70948 | 0.69745 | 0.69072 | 0.68096 | 0.71223 | 0.70353 | 0.71407
| August | 0.7092 | 0.69874 | 0.69955 | 0.6904 | 0.69283 | 0.68589 | 0.69364
| September | 0.73322 | 0.72505 | 0.71485 | 0.69231 | 0.65025 | 0.62164 | 0.72865
| October | 0.72315 | 0.7277 | 0.74814 | 0.73009 | 0.63707 | 0.60003 | 0.73869
| November | 0.69802 | 0.70279 | 0.71646 | 0.70137 | 0.71038 | 0.69949 | 0.71095
| December | 0.67926 | 0.67994 | 0.67614 | 0.67836 | 0.69238 | 0.70886 | 0.69199
Figure 8. Midcontinent Independent System Operator Daily Emission Intensity Profile by Season
| Day → Month ↓ | Monday | Tuesday | Wednesday | Thursday | Friday | Saturday | Sunday
| January | 0.75451 | 0.75299 | 0.74611 | 0.74215 | 0.76598 | 0.74262 | 0.7421
| February | 0.74216 | 0.749 | 0.73815 | 0.7418 | 0.73877 | 0.74265 | 0.73482
| March | 0.7879 | 0.78368 | 0.78392 | 0.78543 | 0.77218 | 0.76606 | 0.79162
| April | 0.74753 | 0.73858 | 0.75716 | 0.75403 | 0.69562 | 0.68819 | 0.78898
| May | 0.72578 | 0.74779 | 0.75439 | 0.75598 | 0.69266 | 0.70197 | 0.76025
| June | 0.75267 | 0.75178 | 0.74991 | 0.75119 | 0.75224 | 0.74493 | 0.7604
| July | 0.74904 | 0.75296 | 0.75912 | 0.74493 | 0.76741 | 0.76452 | 0.76458
| August | 0.75456 | 0.76182 | 0.75621 | 0.75838 | 0.76877 | 0.76658 | 0.77256
| September | 0.75634 | 0.758 | 0.76546 | 0.75582 | 0.80168 | 0.79193 | 0.74791
| October | 0.74642 | 0.74774 | 0.7315 | 0.73772 | 0.79279 | 0.7665 | 0.76819
| November | 0.71792 | 0.73439 | 0.73927 | 0.73574 | 0.75772 | 0.77656 | 0.74316
| December | 0.75462 | 0.75055 | 0.75811 | 0.75884 | 0.79209 | 0.81169 | 0.76078

## Hourly DEF Profiles
Return to Index
Figure 9. Independent Systems Operator New England Hourly Emission Intensity Profile |  |  | Figure 10. New York Independent Systems Operator Hourly Emission Intensity Profile |  |  | Figure 11. Pennsylvania-New Jersey-Maryland Interconnection Hourly Emission Intensity Profile |  |  | Figure 12. Midcontinent Independent System Operator Hourly Emission Intensity Profile
| Hour of the Week | DEF |  | Hour of the Week | DEF |  | Hour of the Week | DEF |  | Hour of the Week | DEF
| 1 | 0.21929 |  | 1 | 0.27029 |  | 1 | 0.54924 |  | 1 | 0.68554
| 2 | 0.18134 |  | 2 | 0.27552 |  | 2 | 0.53991 |  | 2 | 0.68113
| 3 | 0.21065 |  | 3 | 0.25672 |  | 3 | 0.55389 |  | 3 | 0.67983
| 4 | 0.18981 |  | 4 | 0.25968 |  | 4 | 0.55332 |  | 4 | 0.70076
| 5 | 0.26814 |  | 5 | 0.29245 |  | 5 | 0.59401 |  | 5 | 0.76142
| 6 | 0.36728 |  | 6 | 0.35144 |  | 6 | 0.77781 |  | 6 | 0.80195
| 7 | 0.40326 |  | 7 | 0.4328 |  | 7 | 0.72989 |  | 7 | 0.77745
| 8 | 0.41966 |  | 8 | 0.45173 |  | 8 | 0.76616 |  | 8 | 0.78407
| 9 | 0.42944 |  | 9 | 0.4621 |  | 9 | 0.81627 |  | 9 | 0.79395
| 10 | 0.42853 |  | 10 | 0.47106 |  | 10 | 0.82111 |  | 10 | 0.78287
| 11 | 0.42977 |  | 11 | 0.46569 |  | 11 | 0.79601 |  | 11 | 0.76312
| 12 | 0.42933 |  | 12 | 0.45713 |  | 12 | 0.77957 |  | 12 | 0.74819
| 13 | 0.4133 |  | 13 | 0.43075 |  | 13 | 0.77088 |  | 13 | 0.73737
| 14 | 0.40323 |  | 14 | 0.41698 |  | 14 | 0.77614 |  | 14 | 0.73776
| 15 | 0.40217 |  | 15 | 0.42643 |  | 15 | 0.77275 |  | 15 | 0.7364
| 16 | 0.40006 |  | 16 | 0.4342 |  | 16 | 0.77343 |  | 16 | 0.7381
| 17 | 0.41997 |  | 17 | 0.46702 |  | 17 | 0.76767 |  | 17 | 0.74701
| 18 | 0.43474 |  | 18 | 0.4685 |  | 18 | 0.71532 |  | 18 | 0.74434
| 19 | 0.44774 |  | 19 | 0.47021 |  | 19 | 0.72394 |  | 19 | 0.74726
| 20 | 0.42579 |  | 20 | 0.4603 |  | 20 | 0.71277 |  | 20 | 0.75786
| 21 | 0.402 |  | 21 | 0.43782 |  | 21 | 0.77772 |  | 21 | 0.7715
| 22 | 0.38058 |  | 22 | 0.41636 |  | 22 | 0.78708 |  | 22 | 0.80426
| 23 | 0.35581 |  | 23 | 0.36452 |  | 23 | 0.6975 |  | 23 | 0.75197
| 24 | 0.31716 |  | 24 | 0.30971 |  | 24 | 0.62205 |  | 24 | 0.73525
| 25 | 0.19378 |  | 25 | 0.27244 |  | 25 | 0.56443 |  | 25 | 0.71928
| 26 | 0.1944 |  | 26 | 0.28305 |  | 26 | 0.55437 |  | 26 | 0.70548
| 27 | 0.16788 |  | 27 | 0.26724 |  | 27 | 0.5514 |  | 27 | 0.70015
| 28 | 0.19331 |  | 28 | 0.29131 |  | 28 | 0.55288 |  | 28 | 0.72219
| 29 | 0.23735 |  | 29 | 0.29441 |  | 29 | 0.59683 |  | 29 | 0.75864
| 30 | 0.37041 |  | 30 | 0.3463 |  | 30 | 0.78092 |  | 30 | 0.80962
| 31 | 0.39607 |  | 31 | 0.41858 |  | 31 | 0.72231 |  | 31 | 0.77955
| 32 | 0.41466 |  | 32 | 0.44986 |  | 32 | 0.75848 |  | 32 | 0.7774
| 33 | 0.42699 |  | 33 | 0.46791 |  | 33 | 0.78671 |  | 33 | 0.77881
| 34 | 0.4354 |  | 34 | 0.46114 |  | 34 | 0.80625 |  | 34 | 0.76876
| 35 | 0.43424 |  | 35 | 0.46199 |  | 35 | 0.77032 |  | 35 | 0.75635
| 36 | 0.41765 |  | 36 | 0.45309 |  | 36 | 0.78427 |  | 36 | 0.75658
| 37 | 0.40831 |  | 37 | 0.43383 |  | 37 | 0.76594 |  | 37 | 0.7422
| 38 | 0.40113 |  | 38 | 0.42837 |  | 38 | 0.78734 |  | 38 | 0.74063
| 39 | 0.40484 |  | 39 | 0.42297 |  | 39 | 0.79546 |  | 39 | 0.73698
| 40 | 0.40853 |  | 40 | 0.44439 |  | 40 | 0.79786 |  | 40 | 0.73529
| 41 | 0.42361 |  | 41 | 0.46175 |  | 41 | 0.73566 |  | 41 | 0.74358
| 42 | 0.44308 |  | 42 | 0.45964 |  | 42 | 0.71947 |  | 42 | 0.7369
| 43 | 0.45496 |  | 43 | 0.46035 |  | 43 | 0.69945 |  | 43 | 0.74552
| 44 | 0.44141 |  | 44 | 0.45884 |  | 44 | 0.69974 |  | 44 | 0.74359
| 45 | 0.4192 |  | 45 | 0.43753 |  | 45 | 0.77458 |  | 45 | 0.77076
| 46 | 0.37855 |  | 46 | 0.4136 |  | 46 | 0.80423 |  | 46 | 0.80473
| 47 | 0.36368 |  | 47 | 0.36102 |  | 47 | 0.69179 |  | 47 | 0.78174
| 48 | 0.31771 |  | 48 | 0.30533 |  | 48 | 0.63119 |  | 48 | 0.74408
| 49 | 0.23537 |  | 49 | 0.28136 |  | 49 | 0.55923 |  | 49 | 0.71583
| 50 | 0.17824 |  | 50 | 0.28131 |  | 50 | 0.55202 |  | 50 | 0.70464
| 51 | 0.1919 |  | 51 | 0.28127 |  | 51 | 0.55111 |  | 51 | 0.68747
| 52 | 0.22349 |  | 52 | 0.28127 |  | 52 | 0.56056 |  | 52 | 0.70848
| 53 | 0.27281 |  | 53 | 0.29792 |  | 53 | 0.61437 |  | 53 | 0.75766
| 54 | 0.36266 |  | 54 | 0.34299 |  | 54 | 0.75468 |  | 54 | 0.80906
| 55 | 0.39956 |  | 55 | 0.42115 |  | 55 | 0.74154 |  | 55 | 0.77393
| 56 | 0.41916 |  | 56 | 0.45351 |  | 56 | 0.7642 |  | 56 | 0.7848
| 57 | 0.41368 |  | 57 | 0.4501 |  | 57 | 0.79709 |  | 57 | 0.7779
| 58 | 0.42962 |  | 58 | 0.46052 |  | 58 | 0.8138 |  | 58 | 0.76649
| 59 | 0.43091 |  | 59 | 0.45788 |  | 59 | 0.78276 |  | 59 | 0.76793
| 60 | 0.41702 |  | 60 | 0.44724 |  | 60 | 0.7929 |  | 60 | 0.75378
| 61 | 0.4113 |  | 61 | 0.43341 |  | 61 | 0.77839 |  | 61 | 0.7534
| 62 | 0.40788 |  | 62 | 0.41696 |  | 62 | 0.78258 |  | 62 | 0.74643
| 63 | 0.40472 |  | 63 | 0.42524 |  | 63 | 0.78125 |  | 63 | 0.74731
| 64 | 0.41057 |  | 64 | 0.4411 |  | 64 | 0.77813 |  | 64 | 0.74588
| 65 | 0.42046 |  | 65 | 0.45834 |  | 65 | 0.73709 |  | 65 | 0.74772
| 66 | 0.43963 |  | 66 | 0.46546 |  | 66 | 0.71687 |  | 66 | 0.75864
| 67 | 0.44635 |  | 67 | 0.47113 |  | 67 | 0.68315 |  | 67 | 0.74786
| 68 | 0.4343 |  | 68 | 0.462 |  | 68 | 0.726 |  | 68 | 0.74936
| 69 | 0.41264 |  | 69 | 0.43671 |  | 69 | 0.75832 |  | 69 | 0.75688
| 70 | 0.37912 |  | 70 | 0.41551 |  | 70 | 0.77332 |  | 70 | 0.81527
| 71 | 0.36559 |  | 71 | 0.34777 |  | 71 | 0.6733 |  | 71 | 0.77323
| 72 | 0.31031 |  | 72 | 0.30249 |  | 72 | 0.61323 |  | 72 | 0.73817
| 73 | 0.22735 |  | 73 | 0.28891 |  | 73 | 0.56279 |  | 73 | 0.71379
| 74 | 0.19507 |  | 74 | 0.27072 |  | 74 | 0.53917 |  | 74 | 0.70213
| 75 | 0.18155 |  | 75 | 0.26213 |  | 75 | 0.53484 |  | 75 | 0.67341
| 76 | 0.2206 |  | 76 | 0.27605 |  | 76 | 0.55576 |  | 76 | 0.68494
| 77 | 0.24637 |  | 77 | 0.29269 |  | 77 | 0.59846 |  | 77 | 0.72933
| 78 | 0.36826 |  | 78 | 0.35074 |  | 78 | 0.75905 |  | 78 | 0.82199
| 79 | 0.3918 |  | 79 | 0.41958 |  | 79 | 0.74754 |  | 79 | 0.79084
| 80 | 0.40362 |  | 80 | 0.43972 |  | 80 | 0.75058 |  | 80 | 0.79128
| 81 | 0.42317 |  | 81 | 0.44685 |  | 81 | 0.79493 |  | 81 | 0.78788
| 82 | 0.4262 |  | 82 | 0.45928 |  | 82 | 0.81355 |  | 82 | 0.77465
| 83 | 0.43628 |  | 83 | 0.45811 |  | 83 | 0.79703 |  | 83 | 0.76961
| 84 | 0.43756 |  | 84 | 0.45308 |  | 84 | 0.79156 |  | 84 | 0.76336
| 85 | 0.41921 |  | 85 | 0.43588 |  | 85 | 0.78254 |  | 85 | 0.74893
| 86 | 0.41277 |  | 86 | 0.42167 |  | 86 | 0.7827 |  | 86 | 0.74465
| 87 | 0.41395 |  | 87 | 0.42462 |  | 87 | 0.78709 |  | 87 | 0.75061
| 88 | 0.4195 |  | 88 | 0.44296 |  | 88 | 0.77242 |  | 88 | 0.74874
| 89 | 0.42788 |  | 89 | 0.46298 |  | 89 | 0.74359 |  | 89 | 0.75339
| 90 | 0.44385 |  | 90 | 0.46786 |  | 90 | 0.71142 |  | 90 | 0.74648
| 91 | 0.43886 |  | 91 | 0.46272 |  | 91 | 0.6955 |  | 91 | 0.74848
| 92 | 0.43375 |  | 92 | 0.46141 |  | 92 | 0.70012 |  | 92 | 0.75492
| 93 | 0.40584 |  | 93 | 0.45389 |  | 93 | 0.78439 |  | 93 | 0.7724
| 94 | 0.37335 |  | 94 | 0.39039 |  | 94 | 0.72566 |  | 94 | 0.7885
| 95 | 0.34696 |  | 95 | 0.32704 |  | 95 | 0.61208 |  | 95 | 0.74803
| 96 | 0.32873 |  | 96 | 0.30354 |  | 96 | 0.57943 |  | 96 | 0.74644
| 97 | 0.34368 |  | 97 | 0.31646 |  | 97 | 0.60539 |  | 97 | 0.74294
| 98 | 0.312 |  | 98 | 0.29205 |  | 98 | 0.54974 |  | 98 | 0.68805
| 99 | 0.30105 |  | 99 | 0.28982 |  | 99 | 0.53332 |  | 99 | 0.65458
| 100 | 0.31809 |  | 100 | 0.28653 |  | 100 | 0.53702 |  | 100 | 0.6703
| 101 | 0.32369 |  | 101 | 0.29491 |  | 101 | 0.54376 |  | 101 | 0.6936
| 102 | 0.35553 |  | 102 | 0.30439 |  | 102 | 0.57817 |  | 102 | 0.71784
| 103 | 0.37444 |  | 103 | 0.3371 |  | 103 | 0.64527 |  | 103 | 0.74964
| 104 | 0.37711 |  | 104 | 0.35389 |  | 104 | 0.68543 |  | 104 | 0.79255
| 105 | 0.39311 |  | 105 | 0.38704 |  | 105 | 0.7445 |  | 105 | 0.80981
| 106 | 0.39762 |  | 106 | 0.41094 |  | 106 | 0.76166 |  | 106 | 0.80559
| 107 | 0.40763 |  | 107 | 0.41237 |  | 107 | 0.803 |  | 107 | 0.80589
| 108 | 0.40121 |  | 108 | 0.41348 |  | 108 | 0.81289 |  | 108 | 0.80924
| 109 | 0.38935 |  | 109 | 0.39163 |  | 109 | 0.77437 |  | 109 | 0.80343
| 110 | 0.40024 |  | 110 | 0.39362 |  | 110 | 0.73392 |  | 110 | 0.79917
| 111 | 0.39752 |  | 111 | 0.38917 |  | 111 | 0.71635 |  | 111 | 0.79356
| 112 | 0.40072 |  | 112 | 0.39918 |  | 112 | 0.7345 |  | 112 | 0.79601
| 113 | 0.42785 |  | 113 | 0.45177 |  | 113 | 0.78361 |  | 113 | 0.76654
| 114 | 0.50903 |  | 114 | 0.49456 |  | 114 | 0.68195 |  | 114 | 0.73643
| 115 | 0.47817 |  | 115 | 0.49556 |  | 115 | 0.73896 |  | 115 | 0.76056
| 116 | 0.45459 |  | 116 | 0.48213 |  | 116 | 0.78287 |  | 116 | 0.78884
| 117 | 0.41902 |  | 117 | 0.45387 |  | 117 | 0.80331 |  | 117 | 0.80303
| 118 | 0.37252 |  | 118 | 0.38654 |  | 118 | 0.70184 |  | 118 | 0.77647
| 119 | 0.36267 |  | 119 | 0.33447 |  | 119 | 0.61974 |  | 119 | 0.7389
| 120 | 0.34653 |  | 120 | 0.30989 |  | 120 | 0.58899 |  | 120 | 0.73237
| 121 | 0.34249 |  | 121 | 0.30679 |  | 121 | 0.58359 |  | 121 | 0.73098
| 122 | 0.36219 |  | 122 | 0.3002 |  | 122 | 0.57497 |  | 122 | 0.71285
| 123 | 0.3509 |  | 123 | 0.30734 |  | 123 | 0.55841 |  | 123 | 0.68941
| 124 | 0.35305 |  | 124 | 0.30454 |  | 124 | 0.5521 |  | 124 | 0.67113
| 125 | 0.37139 |  | 125 | 0.30086 |  | 125 | 0.56338 |  | 125 | 0.68509
| 126 | 0.35354 |  | 126 | 0.31241 |  | 126 | 0.5728 |  | 126 | 0.70907
| 127 | 0.37575 |  | 127 | 0.32251 |  | 127 | 0.6157 |  | 127 | 0.73679
| 128 | 0.36273 |  | 128 | 0.33697 |  | 128 | 0.66237 |  | 128 | 0.7756
| 129 | 0.37208 |  | 129 | 0.34237 |  | 129 | 0.6789 |  | 129 | 0.77812
| 130 | 0.37651 |  | 130 | 0.36324 |  | 130 | 0.69685 |  | 130 | 0.77481
| 131 | 0.37926 |  | 131 | 0.36561 |  | 131 | 0.72191 |  | 131 | 0.78886
| 132 | 0.37973 |  | 132 | 0.3742 |  | 132 | 0.75175 |  | 132 | 0.79386
| 133 | 0.38081 |  | 133 | 0.3816 |  | 133 | 0.75595 |  | 133 | 0.79287
| 134 | 0.37798 |  | 134 | 0.37298 |  | 134 | 0.71913 |  | 134 | 0.78074
| 135 | 0.3844 |  | 135 | 0.38078 |  | 135 | 0.72275 |  | 135 | 0.78878
| 136 | 0.39065 |  | 136 | 0.39414 |  | 136 | 0.73715 |  | 136 | 0.78625
| 137 | 0.42229 |  | 137 | 0.44121 |  | 137 | 0.77632 |  | 137 | 0.76682
| 138 | 0.50599 |  | 138 | 0.49829 |  | 138 | 0.69746 |  | 138 | 0.7429
| 139 | 0.49502 |  | 139 | 0.5087 |  | 139 | 0.70141 |  | 139 | 0.7609
| 140 | 0.46486 |  | 140 | 0.49526 |  | 140 | 0.71881 |  | 140 | 0.75768
| 141 | 0.41901 |  | 141 | 0.44896 |  | 141 | 0.78947 |  | 141 | 0.79631
| 142 | 0.39305 |  | 142 | 0.41573 |  | 142 | 0.79484 |  | 142 | 0.79174
| 143 | 0.37035 |  | 143 | 0.37169 |  | 143 | 0.71338 |  | 143 | 0.76551
| 144 | 0.33692 |  | 144 | 0.32599 |  | 144 | 0.63439 |  | 144 | 0.76745
| 145 | 0.29543 |  | 145 | 0.29745 |  | 145 | 0.56171 |  | 145 | 0.74848
| 146 | 0.25664 |  | 146 | 0.3057 |  | 146 | 0.58223 |  | 146 | 0.73089
| 147 | 0.28584 |  | 147 | 0.30044 |  | 147 | 0.57072 |  | 147 | 0.72457
| 148 | 0.29543 |  | 148 | 0.30811 |  | 148 | 0.59065 |  | 148 | 0.74072
| 149 | 0.30342 |  | 149 | 0.31611 |  | 149 | 0.62063 |  | 149 | 0.7844
| 150 | 0.38227 |  | 150 | 0.3691 |  | 150 | 0.77566 |  | 150 | 0.81828
| 151 | 0.40366 |  | 151 | 0.43254 |  | 151 | 0.75134 |  | 151 | 0.77776
| 152 | 0.41388 |  | 152 | 0.45898 |  | 152 | 0.77131 |  | 152 | 0.7702
| 153 | 0.42046 |  | 153 | 0.46151 |  | 153 | 0.82541 |  | 153 | 0.7742
| 154 | 0.4202 |  | 154 | 0.46546 |  | 154 | 0.82714 |  | 154 | 0.7747
| 155 | 0.43126 |  | 155 | 0.4783 |  | 155 | 0.79269 |  | 155 | 0.76606
| 156 | 0.434 |  | 156 | 0.45134 |  | 156 | 0.79565 |  | 156 | 0.7618
| 157 | 0.42259 |  | 157 | 0.43195 |  | 157 | 0.77559 |  | 157 | 0.745
| 158 | 0.41465 |  | 158 | 0.43652 |  | 158 | 0.78712 |  | 158 | 0.75021
| 159 | 0.40755 |  | 159 | 0.42968 |  | 159 | 0.78785 |  | 159 | 0.75485
| 160 | 0.41181 |  | 160 | 0.44655 |  | 160 | 0.77454 |  | 160 | 0.74938
| 161 | 0.41393 |  | 161 | 0.47205 |  | 161 | 0.76033 |  | 161 | 0.7575
| 162 | 0.44728 |  | 162 | 0.48708 |  | 162 | 0.72515 |  | 162 | 0.7561
| 163 | 0.44551 |  | 163 | 0.47241 |  | 163 | 0.72495 |  | 163 | 0.75662
| 164 | 0.43683 |  | 164 | 0.47103 |  | 164 | 0.73502 |  | 164 | 0.76497
| 165 | 0.42318 |  | 165 | 0.46651 |  | 165 | 0.78721 |  | 165 | 0.77265
| 166 | 0.38594 |  | 166 | 0.4209 |  | 166 | 0.79703 |  | 166 | 0.80372
| 167 | 0.37114 |  | 167 | 0.35988 |  | 167 | 0.6919 |  | 167 | 0.75251
| 168 | 0.32193 |  | 168 | 0.31073 |  | 168 | 0.62014 |  | 168 | 0.74343

## Capacity Additions & Retirement
Return to Index
Figure 15. Independent Systems Operator New England Capacity Additions | [9 empty] | Figure 16. Independent Systems Operator New England Capacity Retirements
|  | CC | CT Gas | ST Gas | Hydro | Nuclear | Other Renewable | Solar | Wind |  |  | ST Gas | CT Gas | CT Other | Nuclear | ST Coal | ST Other
| 2017 | 687.85 | 0 | 0 | 0 | 0 | 0 | 1205.284 | 337.8 |  | 2017 | 0 | 0 | 0 | 0 | 1099.4567 | 435.0057
| 2018 | 751.3389 | 285 | 0 | 0 | 0 | 0 | 102.667 | 142.8 |  | 2018 | 0 | 0 | 0 | 0 | 0 | 0
Figure 18. New York Independent Systems Operator Capacity Additions | [9 empty] | Figure 19. New York Independent Systems Operator Capacity Retirements
|  | CC | CT Gas | ST Gas | Hydro | Nuclear | Other Renewable | Solar | Wind |  |  | ST Gas | CT Gas | CT Other | Nuclear | ST Coal | ST Other
| 2017 | 0 | 0 | 0 | 0 | 0 | 0 | 878.0311 | 77.7 |  | 2017 | 0 | 0 | 0 | 0 | 0 | 0
| 2018 | 706.4466 | 0 | 0 | 0 | 0 | 21 | 386.7147 | 104.9 |  | 2018 | 0 | 0 | 0 | 0 | 0 | 0
Figure 21. Pennsylvania-New Jersey-Maryland Interconnection Capacity Additions | [9 empty] | Figure 22. Pennsylvania-New Jersey-Maryland Interconnection Capacity Retirements
|  | CC | CT Gas | ST Gas | Hydro | Nuclear | Other Renewable | Solar | Wind |  |  | ST Gas | CT Gas | CT Other | Nuclear | ST Coal | ST Other
| 2017 | 5068.5256 | 21.2 | 542.9356 | 0 | 0 | 0 | 3838.7747 | 572.4 |  | 2017 | 0 | 0 | 0 | 0 | 3444.2471 | 143.0918
| 2018 | 4515.6 | 0 | 148 | 0 | 0 | 160 | 1144.8693 | 255 |  | 2018 | 33.5371 | 0 | 0 | 0 | 2819.45 | 0
Figure 24. Midcontinent Independent System Operator Capacity Additions | [9 empty] | Figure 25. Midcontinent Independent System Operator Capacity Retirements
|  | CC | CT Gas | ST Gas | Hydro | Nuclear | Other Renewable | Solar | Wind |  |  | ST Gas | CT Gas | CT Other | Nuclear | ST Coal | ST Other
| 2017 | 1482.4 | 291.4 | 418.0124 | 9.2 | 0 | 0 | 1917.9098 | 945.1 |  | 2017 | 0 | 0 | 138.4704 | 0 | 1621.0097 | 0
| 2018 | 0 | 38.8 | 117.3317 | 18.2 | 0 | 0 | 101.3728 | 249.6 |  | 2018 | 201.1594 | 0 | 0 | 749.7311 | 199.3184 | 0

## Supply Stack - ISONE
Return to Index
Peak Load: 29,454 MW
Figure 14. Independent Systems Operator New England 2018 Supply Stack |  |  |  | Average Load: 16,219 MW
| ID | Type | Capacity | Cumulative Capacity | Wind | Solar | Hydro | Nuclear | Coal | CC | ST Gas | CT Gas | Other
| Unit 1 | Hydro | 1.9836 | 1.9836 | -50 | -50 | 0 | -50 | -50 | -50 | -50 | -50 | -50
| Unit 2 | Hydro | 3.7468 | 5.7304 | -50 | -50 | 0 | -50 | -50 | -50 | -50 | -50 | -50
| Unit 3 | Hydro | 1.9836 | 7.714 | -50 | -50 | 0 | -50 | -50 | -50 | -50 | -50 | -50
| Unit 4 | Hydro | 4.408 | 12.122 | -50 | -50 | 0 | -50 | -50 | -50 | -50 | -50 | -50
| Unit 6 | Hydro | 1.653 | 13.775 | -50 | -50 | 0 | -50 | -50 | -50 | -50 | -50 | -50
| Unit 7 | Hydro | 9.6425 | 23.4175 | -50 | -50 | 0 | -50 | -50 | -50 | -50 | -50 | -50
| Unit 8 | Hydro | 2.755 | 26.1725 | -50 | -50 | 0 | -50 | -50 | -50 | -50 | -50 | -50
| Unit 9 | Hydro | 6.1712 | 32.3437 | -50 | -50 | 0 | -50 | -50 | -50 | -50 | -50 | -50
| Unit 10 | Hydro | 1.8183 | 34.162 | -50 | -50 | 0 | -50 | -50 | -50 | -50 | -50 | -50
| Unit 11 | Hydro | 1.9836 | 36.1456 | -50 | -50 | 0 | -50 | -50 | -50 | -50 | -50 | -50
| Unit 12 | Hydro | 2.755 | 38.9006 | -50 | -50 | 0 | -50 | -50 | -50 | -50 | -50 | -50
| Unit 13 | Hydro | 1.5428 | 40.4434 | -50 | -50 | 0 | -50 | -50 | -50 | -50 | -50 | -50
| Unit 14 | Hydro | 2.4795 | 42.9229 | -50 | -50 | 0 | -50 | -50 | -50 | -50 | -50 | -50
| Unit 28 | Hydro | 2.0607 | 44.9836 | -50 | -50 | 0 | -50 | -50 | -50 | -50 | -50 | -50
| Unit 29 | Hydro | 3.4713 | 48.4549 | -50 | -50 | 0 | -50 | -50 | -50 | -50 | -50 | -50
| Unit 30 | Hydro | 1.2122 | 49.6671 | -50 | -50 | 0 | -50 | -50 | -50 | -50 | -50 | -50
| Unit 31 | Hydro | 2.755 | 52.4221 | -50 | -50 | 0 | -50 | -50 | -50 | -50 | -50 | -50
| Unit 32 | Hydro | 3.9672 | 56.3893 | -50 | -50 | 0 | -50 | -50 | -50 | -50 | -50 | -50
| Unit 33 | Hydro | 1.2122 | 57.6015 | -50 | -50 | 0 | -50 | -50 | -50 | -50 | -50 | -50
| Unit 34 | Hydro | 9.6976 | 67.2991 | -50 | -50 | 0 | -50 | -50 | -50 | -50 | -50 | -50
| Unit 35 | Hydro | 1.8734 | 69.1725 | -50 | -50 | 0 | -50 | -50 | -50 | -50 | -50 | -50
| Unit 36 | Hydro | 1.4326 | 70.6051 | -50 | -50 | 0 | -50 | -50 | -50 | -50 | -50 | -50
| Unit 37 | Hydro | 2.204 | 72.8091 | -50 | -50 | 0 | -50 | -50 | -50 | -50 | -50 | -50
| Unit 38 | Hydro | 2.3142 | 75.1233 | -50 | -50 | 0 | -50 | -50 | -50 | -50 | -50 | -50
| Unit 39 | Hydro | 2.3087 | 77.432 | -50 | -50 | 0 | -50 | -50 | -50 | -50 | -50 | -50
| Unit 40 | Hydro | 15.6484 | 93.0804 | -50 | -50 | 0 | -50 | -50 | -50 | -50 | -50 | -50
| Unit 41 | Hydro | 1.3224 | 94.4028 | -50 | -50 | 0 | -50 | -50 | -50 | -50 | -50 | -50
| Unit 42 | Hydro | 3.5815 | 97.9843 | -50 | -50 | 0 | -50 | -50 | -50 | -50 | -50 | -50
| Unit 43 | Hydro | 2.2591 | 100.2434 | -50 | -50 | 0 | -50 | -50 | -50 | -50 | -50 | -50
| Unit 44 | Hydro | 18.4034 | 118.6468 | -50 | -50 | 0 | -50 | -50 | -50 | -50 | -50 | -50
| Unit 45 | Hydro | 6.3916 | 125.0384 | -50 | -50 | 0 | -50 | -50 | -50 | -50 | -50 | -50
| Unit 46 | Hydro | 8.265 | 133.3034 | -50 | -50 | 0 | -50 | -50 | -50 | -50 | -50 | -50
| Unit 47 | Hydro | 2.0387 | 135.3421 | -50 | -50 | 0 | -50 | -50 | -50 | -50 | -50 | -50
| Unit 48 | Hydro | 8.1548 | 143.4969 | -50 | -50 | 0 | -50 | -50 | -50 | -50 | -50 | -50
| Unit 49 | Hydro | 1.7632 | 145.2601 | -50 | -50 | 0 | -50 | -50 | -50 | -50 | -50 | -50
| Unit 50 | Hydro | 0.78242 | 146.0426 | -50 | -50 | 0 | -50 | -50 | -50 | -50 | -50 | -50
| Unit 51 | Hydro | 1.2122 | 147.2548 | -50 | -50 | 0 | -50 | -50 | -50 | -50 | -50 | -50
| Unit 52 | Hydro | 5.6202 | 152.875 | -50 | -50 | 0 | -50 | -50 | -50 | -50 | -50 | -50
| Unit 53 | Hydro | 1.9836 | 154.8586 | -50 | -50 | 0 | -50 | -50 | -50 | -50 | -50 | -50
| Unit 54 | Hydro | 4.4631 | 159.3217 | -50 | -50 | 0 | -50 | -50 | -50 | -50 | -50 | -50
| Unit 55 | Hydro | 1.9836 | 161.3053 | -50 | -50 | 0 | -50 | -50 | -50 | -50 | -50 | -50
| Unit 56 | Hydro | 10.9098 | 172.2151 | -50 | -50 | 0 | -50 | -50 | -50 | -50 | -50 | -50
| Unit 57 | Hydro | 7.163 | 179.3781 | -50 | -50 | 0 | -50 | -50 | -50 | -50 | -50 | -50
| Unit 58 | Hydro | 7.163 | 186.5411 | -50 | -50 | 0 | -50 | -50 | -50 | -50 | -50 | -50
| Unit 59 | Hydro | 10.6894 | 197.2305 | -50 | -50 | 0 | -50 | -50 | -50 | -50 | -50 | -50
| Unit 60 | Hydro | 9.5874 | 206.8179 | -50 | -50 | 0 | -50 | -50 | -50 | -50 | -50 | -50
| Unit 61 | Hydro | 4.959 | 211.7769 | -50 | -50 | 0 | -50 | -50 | -50 | -50 | -50 | -50
| Unit 62 | Hydro | 3.1407 | 214.9176 | -50 | -50 | 0 | -50 | -50 | -50 | -50 | -50 | -50
| Unit 63 | Hydro | 26.7235 | 241.6411 | -50 | -50 | 0 | -50 | -50 | -50 | -50 | -50 | -50
| Unit 64 | Hydro | 1.5979 | 243.239 | -50 | -50 | 0 | -50 | -50 | -50 | -50 | -50 | -50
| Unit 65 | Hydro | 12.6179 | 255.8569 | -50 | -50 | 0 | -50 | -50 | -50 | -50 | -50 | -50
| Unit 66 | Hydro | 10.7996 | 266.6565 | -50 | -50 | 0 | -50 | -50 | -50 | -50 | -50 | -50
| Unit 67 | Hydro | 4.1325 | 270.789 | -50 | -50 | 0 | -50 | -50 | -50 | -50 | -50 | -50
| Unit 68 | Hydro | 18.3483 | 289.1373 | -50 | -50 | 0 | -50 | -50 | -50 | -50 | -50 | -50
| Unit 69 | Hydro | 3.4162 | 292.5535 | -50 | -50 | 0 | -50 | -50 | -50 | -50 | -50 | -50
| Unit 70 | Hydro | 3.4713 | 296.0248 | -50 | -50 | 0 | -50 | -50 | -50 | -50 | -50 | -50
| Unit 71 | Hydro | 3.4713 | 299.4961 | -50 | -50 | 0 | -50 | -50 | -50 | -50 | -50 | -50
| Unit 72 | Hydro | 6.061 | 305.5571 | -50 | -50 | 0 | -50 | -50 | -50 | -50 | -50 | -50
| Unit 73 | Hydro | 1.8734 | 307.4305 | -50 | -50 | 0 | -50 | -50 | -50 | -50 | -50 | -50
| Unit 74 | Hydro | 12.7832 | 320.2137 | -50 | -50 | 0 | -50 | -50 | -50 | -50 | -50 | -50
| Unit 75 | Hydro | 22.6461 | 342.8598 | -50 | -50 | 0 | -50 | -50 | -50 | -50 | -50 | -50
| Unit 76 | Hydro | 2.0938 | 344.9536 | -50 | -50 | 0 | -50 | -50 | -50 | -50 | -50 | -50
| Unit 77 | Hydro | 6.1712 | 351.1248 | -50 | -50 | 0 | -50 | -50 | -50 | -50 | -50 | -50
| Unit 78 | Hydro | 1.3224 | 352.4472 | -50 | -50 | 0 | -50 | -50 | -50 | -50 | -50 | -50
| Unit 79 | Hydro | 3.1407 | 355.5879 | -50 | -50 | 0 | -50 | -50 | -50 | -50 | -50 | -50
| Unit 80 | Hydro | 23.6379 | 379.2258 | -50 | -50 | 0 | -50 | -50 | -50 | -50 | -50 | -50
| Unit 81 | Hydro | 45.733 | 424.9588 | -50 | -50 | 0 | -50 | -50 | -50 | -50 | -50 | -50
| Unit 82 | Hydro | 93.119 | 518.0778 | -50 | -50 | 0 | -50 | -50 | -50 | -50 | -50 | -50
| Unit 83 | Hydro | 5.1243 | 523.202 | -50 | -50 | 0 | -50 | -50 | -50 | -50 | -50 | -50
| Unit 84 | Hydro | 7.714 | 530.9161 | -50 | -50 | 0 | -50 | -50 | -50 | -50 | -50 | -50
| Unit 85 | Hydro | 1.2122 | 532.1283 | -50 | -50 | 0 | -50 | -50 | -50 | -50 | -50 | -50
| Unit 86 | Hydro | 48.1574 | 580.2857 | -50 | -50 | 0 | -50 | -50 | -50 | -50 | -50 | -50
| Unit 87 | Hydro | 6.1161 | 586.4018 | -50 | -50 | 0 | -50 | -50 | -50 | -50 | -50 | -50
| Unit 88 | Hydro | 7.163 | 593.5648 | -50 | -50 | 0 | -50 | -50 | -50 | -50 | -50 | -50
| Unit 89 | Hydro | 2.204 | 595.7688 | -50 | -50 | 0 | -50 | -50 | -50 | -50 | -50 | -50
| Unit 90 | Hydro | 7.5487 | 603.3175 | -50 | -50 | 0 | -50 | -50 | -50 | -50 | -50 | -50
| Unit 91 | Hydro | 3.5264 | 606.8439 | -50 | -50 | 0 | -50 | -50 | -50 | -50 | -50 | -50
| Unit 92 | Hydro | 1.1571 | 608.001 | -50 | -50 | 0 | -50 | -50 | -50 | -50 | -50 | -50
| Unit 93 | Hydro | 3.8019 | 611.8029 | -50 | -50 | 0 | -50 | -50 | -50 | -50 | -50 | -50
| Unit 94 | Hydro | 105.3512 | 717.1541 | -50 | -50 | 0 | -50 | -50 | -50 | -50 | -50 | -50
| Unit 95 | Hydro | 16.8055 | 733.9596 | -50 | -50 | 0 | -50 | -50 | -50 | -50 | -50 | -50
| Unit 96 | Hydro | 7.2732 | 741.2328 | -50 | -50 | 0 | -50 | -50 | -50 | -50 | -50 | -50
| Unit 97 | Hydro | 4.408 | 745.6408 | -50 | -50 | 0 | -50 | -50 | -50 | -50 | -50 | -50
| Unit 98 | Hydro | 1.9285 | 747.5693 | -50 | -50 | 0 | -50 | -50 | -50 | -50 | -50 | -50
| Unit 99 | Hydro | 3.8019 | 751.3712 | -50 | -50 | 0 | -50 | -50 | -50 | -50 | -50 | -50
| Unit 100 | Hydro | 3.5264 | 754.8976 | -50 | -50 | 0 | -50 | -50 | -50 | -50 | -50 | -50
| Unit 101 | Hydro | 9.6425 | 764.5401 | -50 | -50 | 0 | -50 | -50 | -50 | -50 | -50 | -50
| Unit 102 | Hydro | 4.6284 | 769.1685 | -50 | -50 | 0 | -50 | -50 | -50 | -50 | -50 | -50
| Unit 103 | Hydro | 34.0518 | 803.2203 | -50 | -50 | 0 | -50 | -50 | -50 | -50 | -50 | -50
| Unit 104 | Hydro | 14.5464 | 817.7667 | -50 | -50 | 0 | -50 | -50 | -50 | -50 | -50 | -50
| Unit 105 | Hydro | 4.2427 | 822.0094 | -50 | -50 | 0 | -50 | -50 | -50 | -50 | -50 | -50
| Unit 106 | Hydro | 3.5815 | 825.5909 | -50 | -50 | 0 | -50 | -50 | -50 | -50 | -50 | -50
| Unit 107 | Hydro | 3.9672 | 829.5581 | -50 | -50 | 0 | -50 | -50 | -50 | -50 | -50 | -50
| Unit 108 | Hydro | 5.1794 | 834.7375 | -50 | -50 | 0 | -50 | -50 | -50 | -50 | -50 | -50
| Unit 109 | Hydro | 19.7809 | 854.5184 | -50 | -50 | 0 | -50 | -50 | -50 | -50 | -50 | -50
| Unit 110 | Hydro | 73.0075 | 927.5259 | -50 | -50 | 0 | -50 | -50 | -50 | -50 | -50 | -50
| Unit 111 | Solar | 1.2127 | 928.7386 | -50 | 0 | -50 | -50 | -50 | -50 | -50 | -50 | -50
| Unit 112 | Solar | 8.025 | 936.7636 | -50 | 0 | -50 | -50 | -50 | -50 | -50 | -50 | -50
| Unit 113 | Solar | 13.375 | 950.1386 | -50 | 0 | -50 | -50 | -50 | -50 | -50 | -50 | -50
| Unit 114 | Solar | 3.8 | 953.9386 | -50 | 0 | -50 | -50 | -50 | -50 | -50 | -50 | -50
| Unit 115 | Solar | 1.225 | 955.1636 | -50 | 0 | -50 | -50 | -50 | -50 | -50 | -50 | -50
| Unit 116 | Solar | 0.625 | 955.7886 | -50 | 0 | -50 | -50 | -50 | -50 | -50 | -50 | -50
| Unit 117 | Solar | 3.8 | 959.5886 | -50 | 0 | -50 | -50 | -50 | -50 | -50 | -50 | -50
| Unit 118 | Solar | 2.7 | 962.2886 | -50 | 0 | -50 | -50 | -50 | -50 | -50 | -50 | -50
| Unit 119 | Solar | 30.575 | 992.8636 | -50 | 0 | -50 | -50 | -50 | -50 | -50 | -50 | -50
| Unit 120 | Solar | 1.2 | 994.0636 | -50 | 0 | -50 | -50 | -50 | -50 | -50 | -50 | -50
| Unit 121 | Solar | 3.8 | 997.8636 | -50 | 0 | -50 | -50 | -50 | -50 | -50 | -50 | -50
| Unit 122 | Solar | 23.125 | 1020.9886 | -50 | 0 | -50 | -50 | -50 | -50 | -50 | -50 | -50
| Unit 123 | Solar | 87.775 | 1108.7636 | -50 | 0 | -50 | -50 | -50 | -50 | -50 | -50 | -50
| Unit 124 | Other | 14 | 1122.7636 | -50 | -50 | -50 | -50 | -50 | -50 | -50 | -50 | 0
| Unit 125 | Other | 14 | 1136.7636 | -50 | -50 | -50 | -50 | -50 | -50 | -50 | -50 | 0
| Unit 126 | Other | 16.8 | 1153.5636 | -50 | -50 | -50 | -50 | -50 | -50 | -50 | -50 | 0
| Unit 127 | Wind | 0.5 | 1154.0636 | 0 | -50 | -50 | -50 | -50 | -50 | -50 | -50 | -50
| Unit 128 | Solar | 0.95 | 1155.0136 | -50 | 0 | -50 | -50 | -50 | -50 | -50 | -50 | -50
| Unit 129 | Wind | 1.5 | 1156.5136 | 0 | -50 | -50 | -50 | -50 | -50 | -50 | -50 | -50
| Unit 130 | Wind | 18.48 | 1174.9936 | 0 | -50 | -50 | -50 | -50 | -50 | -50 | -50 | -50
| Unit 131 | Wind | 30 | 1204.9936 | 0 | -50 | -50 | -50 | -50 | -50 | -50 | -50 | -50
| Unit 132 | Wind | 3.44 | 1208.4336 | 0 | -50 | -50 | -50 | -50 | -50 | -50 | -50 | -50
| Unit 133 | Wind | 0.45 | 1208.8836 | 0 | -50 | -50 | -50 | -50 | -50 | -50 | -50 | -50
| Unit 134 | Wind | 2.28 | 1211.1636 | 0 | -50 | -50 | -50 | -50 | -50 | -50 | -50 | -50
| Unit 135 | Solar | 0.6 | 1211.7636 | -50 | 0 | -50 | -50 | -50 | -50 | -50 | -50 | -50
| Unit 136 | Wind | 8 | 1219.7636 | 0 | -50 | -50 | -50 | -50 | -50 | -50 | -50 | -50
| Unit 137 | Wind | 3 | 1222.7636 | 0 | -50 | -50 | -50 | -50 | -50 | -50 | -50 | -50
| Unit 138 | Other | 14.93 | 1237.6936 | -50 | -50 | -50 | -50 | -50 | -50 | -50 | -50 | 0
| Unit 139 | Solar | 2.25 | 1239.9436 | -50 | 0 | -50 | -50 | -50 | -50 | -50 | -50 | -50
| Unit 140 | Wind | 0.45 | 1240.3936 | 0 | -50 | -50 | -50 | -50 | -50 | -50 | -50 | -50
| Unit 141 | Wind | 0.8 | 1241.1936 | 0 | -50 | -50 | -50 | -50 | -50 | -50 | -50 | -50
| Unit 142 | Wind | 1 | 1242.1936 | 0 | -50 | -50 | -50 | -50 | -50 | -50 | -50 | -50
| Unit 143 | Wind | 0.4 | 1242.5936 | 0 | -50 | -50 | -50 | -50 | -50 | -50 | -50 | -50
| Unit 144 | Wind | 9.9 | 1252.4936 | 0 | -50 | -50 | -50 | -50 | -50 | -50 | -50 | -50
| Unit 145 | Wind | 4.8 | 1257.2936 | 0 | -50 | -50 | -50 | -50 | -50 | -50 | -50 | -50
| Unit 146 | Wind | 5.1 | 1262.3936 | 0 | -50 | -50 | -50 | -50 | -50 | -50 | -50 | -50
| Unit 147 | Wind | 3.15 | 1265.5436 | 0 | -50 | -50 | -50 | -50 | -50 | -50 | -50 | -50
| Unit 148 | Wind | 0.246 | 1265.7896 | 0 | -50 | -50 | -50 | -50 | -50 | -50 | -50 | -50
| Unit 149 | Other | 219.4 | 1485.1896 | -50 | -50 | -50 | -50 | -50 | -50 | -50 | -50 | 0
| Unit 150 | Other | 298.983 | 1784.1726 | -50 | -50 | -50 | -50 | -50 | -50 | -50 | -50 | 0
| Unit 151 | Other | 383.1051 | 2167.2777 | -50 | -50 | -50 | -50 | -50 | -50 | -50 | -50 | 0
| Unit 152 | Other | 1658.4 | 3825.6777 | -50 | -50 | -50 | -50 | -50 | -50 | -50 | -50 | 0
| Unit 153 | Wind | 1.425 | 3827.1027 | 0 | -50 | -50 | -50 | -50 | -50 | -50 | -50 | -50
| Unit 154 | Wind | 6.6 | 3833.7027 | 0 | -50 | -50 | -50 | -50 | -50 | -50 | -50 | -50
| Unit 155 | Wind | 6.6 | 3840.3027 | 0 | -50 | -50 | -50 | -50 | -50 | -50 | -50 | -50
| Unit 156 | Wind | 6.3 | 3846.6027 | 0 | -50 | -50 | -50 | -50 | -50 | -50 | -50 | -50
| Unit 157 | Wind | 0.6 | 3847.2027 | 0 | -50 | -50 | -50 | -50 | -50 | -50 | -50 | -50
| Unit 158 | Wind | 2.4 | 3849.6027 | 0 | -50 | -50 | -50 | -50 | -50 | -50 | -50 | -50
| Unit 159 | Solar | 1.5 | 3851.1027 | -50 | 0 | -50 | -50 | -50 | -50 | -50 | -50 | -50
| Unit 160 | Wind | 1 | 3852.1027 | 0 | -50 | -50 | -50 | -50 | -50 | -50 | -50 | -50
| Unit 161 | Solar | 4.3 | 3856.4027 | -50 | 0 | -50 | -50 | -50 | -50 | -50 | -50 | -50
| Unit 162 | Wind | 0.34 | 3856.7427 | 0 | -50 | -50 | -50 | -50 | -50 | -50 | -50 | -50
| Unit 163 | Solar | 13.25 | 3869.9927 | -50 | 0 | -50 | -50 | -50 | -50 | -50 | -50 | -50
| Unit 164 | Solar | 22.75 | 3892.7427 | -50 | 0 | -50 | -50 | -50 | -50 | -50 | -50 | -50
| Unit 165 | Solar | 2.75 | 3895.4927 | -50 | 0 | -50 | -50 | -50 | -50 | -50 | -50 | -50
| Unit 166 | Solar | 12.25 | 3907.7427 | -50 | 0 | -50 | -50 | -50 | -50 | -50 | -50 | -50
| Unit 167 | Solar | 0.5 | 3908.2427 | -50 | 0 | -50 | -50 | -50 | -50 | -50 | -50 | -50
| Unit 168 | Solar | 1.25 | 3909.4927 | -50 | 0 | -50 | -50 | -50 | -50 | -50 | -50 | -50
| Unit 169 | Solar | 0.75 | 3910.2427 | -50 | 0 | -50 | -50 | -50 | -50 | -50 | -50 | -50
| Unit 170 | Solar | 11.5 | 3921.7427 | -50 | 0 | -50 | -50 | -50 | -50 | -50 | -50 | -50
| Unit 171 | Solar | 26.25 | 3947.9927 | -50 | 0 | -50 | -50 | -50 | -50 | -50 | -50 | -50
| Unit 172 | Solar | 23.75 | 3971.7427 | -50 | 0 | -50 | -50 | -50 | -50 | -50 | -50 | -50
| Unit 173 | Solar | 4.75 | 3976.4927 | -50 | 0 | -50 | -50 | -50 | -50 | -50 | -50 | -50
| Unit 174 | Solar | 8 | 3984.4927 | -50 | 0 | -50 | -50 | -50 | -50 | -50 | -50 | -50
| Unit 175 | Solar | 18 | 4002.4927 | -50 | 0 | -50 | -50 | -50 | -50 | -50 | -50 | -50
| Unit 176 | Wind | 0.34 | 4002.8327 | 0 | -50 | -50 | -50 | -50 | -50 | -50 | -50 | -50
| Unit 177 | Wind | 14.76 | 4017.5927 | 0 | -50 | -50 | -50 | -50 | -50 | -50 | -50 | -50
| Unit 178 | Wind | 4 | 4021.5927 | 0 | -50 | -50 | -50 | -50 | -50 | -50 | -50 | -50
| Unit 179 | Wind | 0.9 | 4022.4927 | 0 | -50 | -50 | -50 | -50 | -50 | -50 | -50 | -50
| Unit 180 | Solar | 1.5 | 4023.9927 | -50 | 0 | -50 | -50 | -50 | -50 | -50 | -50 | -50
| Unit 181 | Wind | 5.06 | 4029.0527 | 0 | -50 | -50 | -50 | -50 | -50 | -50 | -50 | -50
| Unit 182 | Wind | 6 | 4035.0527 | 0 | -50 | -50 | -50 | -50 | -50 | -50 | -50 | -50
| Unit 183 | Wind | 3.42 | 4038.4727 | 0 | -50 | -50 | -50 | -50 | -50 | -50 | -50 | -50
| Unit 184 | Wind | 0.52 | 4038.9927 | 0 | -50 | -50 | -50 | -50 | -50 | -50 | -50 | -50
| Unit 185 | Wind | 4 | 4042.9927 | 0 | -50 | -50 | -50 | -50 | -50 | -50 | -50 | -50
| Unit 186 | Solar | 1.25 | 4044.2427 | -50 | 0 | -50 | -50 | -50 | -50 | -50 | -50 | -50
| Unit 187 | Wind | 2 | 4046.2427 | 0 | -50 | -50 | -50 | -50 | -50 | -50 | -50 | -50
| Unit 188 | Wind | 5.7 | 4051.9427 | 0 | -50 | -50 | -50 | -50 | -50 | -50 | -50 | -50
| Unit 189 | Wind | 2.55 | 4054.4927 | 0 | -50 | -50 | -50 | -50 | -50 | -50 | -50 | -50
| Unit 190 | Wind | 1.5 | 4055.9927 | 0 | -50 | -50 | -50 | -50 | -50 | -50 | -50 | -50
| Unit 191 | Nuclear | 1233.36 | 5289.3527 | -50 | -50 | -50 | 12.1085 | -50 | -50 | -50 | -50 | -50
| Unit 192 | Nuclear | 1245.18 | 6534.5327 | -50 | -50 | -50 | 12.2501 | -50 | -50 | -50 | -50 | -50
| Unit 193 | Nuclear | 876.92 | 7411.4527 | -50 | -50 | -50 | 12.2907 | -50 | -50 | -50 | -50 | -50
| Unit 194 | Nuclear | 684.75 | 8096.2027 | -50 | -50 | -50 | 12.4262 | -50 | -50 | -50 | -50 | -50
| Unit 195 | CC | 13.85 | 8110.0527 | -50 | -50 | -50 | -50 | -50 | 20.6031 | -50 | -50 | -50
| Unit 196 | CC | 674 | 8784.0527 | -50 | -50 | -50 | -50 | -50 | 21.6814 | -50 | -50 | -50
| Unit 197 | CC | 750.5 | 9534.5527 | -50 | -50 | -50 | -50 | -50 | 21.9056 | -50 | -50 | -50
| Unit 198 | CC | 219.54 | 9754.0927 | -50 | -50 | -50 | -50 | -50 | 22.3044 | -50 | -50 | -50
| Unit 199 | CC | 253 | 10007.0927 | -50 | -50 | -50 | -50 | -50 | 22.5586 | -50 | -50 | -50
| Unit 200 | CC | 260.56 | 10267.6527 | -50 | -50 | -50 | -50 | -50 | 22.7556 | -50 | -50 | -50
| Unit 201 | CC | 251.18 | 10518.8327 | -50 | -50 | -50 | -50 | -50 | 22.7566 | -50 | -50 | -50
| Unit 202 | CC | 262.65 | 10781.4827 | -50 | -50 | -50 | -50 | -50 | 22.7689 | -50 | -50 | -50
| Unit 203 | CC | 253.58 | 11035.0627 | -50 | -50 | -50 | -50 | -50 | 22.8846 | -50 | -50 | -50
| Unit 204 | CC | 325.12 | 11360.1827 | -50 | -50 | -50 | -50 | -50 | 23.0514 | -50 | -50 | -50
| Unit 205 | CC | 254 | 11614.1827 | -50 | -50 | -50 | -50 | -50 | 23.0873 | -50 | -50 | -50
| Unit 206 | CC | 264.01 | 11878.1927 | -50 | -50 | -50 | -50 | -50 | 23.1169 | -50 | -50 | -50
| Unit 207 | CC | 264.01 | 12142.2027 | -50 | -50 | -50 | -50 | -50 | 23.2177 | -50 | -50 | -50
| Unit 208 | CC | 244.22 | 12386.4227 | -50 | -50 | -50 | -50 | -50 | 23.2269 | -50 | -50 | -50
| Unit 209 | CC | 253 | 12639.4227 | -50 | -50 | -50 | -50 | -50 | 23.2296 | -50 | -50 | -50
| Unit 210 | CC | 254.29 | 12893.7127 | -50 | -50 | -50 | -50 | -50 | 23.3191 | -50 | -50 | -50
| Unit 211 | CT Gas | 195 | 13088.7127 | -50 | -50 | -50 | -50 | -50 | -50 | -50 | 23.4455 | -50
| Unit 212 | CC | 344.14 | 13432.8527 | -50 | -50 | -50 | -50 | -50 | 23.639 | -50 | -50 | -50
| Unit 213 | CC | 251.36 | 13684.2127 | -50 | -50 | -50 | -50 | -50 | 23.6502 | -50 | -50 | -50
| Unit 214 | CC | 227.07 | 13911.2827 | -50 | -50 | -50 | -50 | -50 | 23.6974 | -50 | -50 | -50
| Unit 215 | CC | 227.07 | 14138.3527 | -50 | -50 | -50 | -50 | -50 | 23.8589 | -50 | -50 | -50
| Unit 216 | CC | 221.09 | 14359.4427 | -50 | -50 | -50 | -50 | -50 | 23.8871 | -50 | -50 | -50
| Unit 217 | CC | 245.78 | 14605.2227 | -50 | -50 | -50 | -50 | -50 | 24.0708 | -50 | -50 | -50
| Unit 218 | CC | 554.85 | 15160.0727 | -50 | -50 | -50 | -50 | -50 | 24.1815 | -50 | -50 | -50
| Unit 219 | CC | 345.45 | 15505.5227 | -50 | -50 | -50 | -50 | -50 | 24.3409 | -50 | -50 | -50
| Unit 220 | CC | 341.04 | 15846.5627 | -50 | -50 | -50 | -50 | -50 | 24.4482 | -50 | -50 | -50
| Unit 221 | CC | 341.04 | 16187.6027 | -50 | -50 | -50 | -50 | -50 | 24.4721 | -50 | -50 | -50
| Unit 222 | CC | 344.14 | 16531.7427 | -50 | -50 | -50 | -50 | -50 | 24.6749 | -50 | -50 | -50
| Unit 223 | CC | 345.45 | 16877.1927 | -50 | -50 | -50 | -50 | -50 | 24.8627 | -50 | -50 | -50
| Unit 224 | CC | 365.16 | 17242.3527 | -50 | -50 | -50 | -50 | -50 | 25.0526 | -50 | -50 | -50
| Unit 225 | CC | 365.16 | 17607.5127 | -50 | -50 | -50 | -50 | -50 | 25.149 | -50 | -50 | -50
| Unit 226 | CC | 261.06 | 17868.5727 | -50 | -50 | -50 | -50 | -50 | 25.9997 | -50 | -50 | -50
| Unit 227 | CC | 232.12 | 18100.6927 | -50 | -50 | -50 | -50 | -50 | 26.146 | -50 | -50 | -50
| Unit 228 | CC | 245.32 | 18346.0127 | -50 | -50 | -50 | -50 | -50 | 26.416 | -50 | -50 | -50
| Unit 229 | CC | 159.12 | 18505.1327 | -50 | -50 | -50 | -50 | -50 | 26.6112 | -50 | -50 | -50
| Unit 230 | Other | 0.15 | 18505.2827 | -50 | -50 | -50 | -50 | -50 | -50 | -50 | -50 | 27.1396
| Unit 231 | Other | 2.87 | 18508.1527 | -50 | -50 | -50 | -50 | -50 | -50 | -50 | -50 | 27.4882
| Unit 232 | CC | 109.32 | 18617.4727 | -50 | -50 | -50 | -50 | -50 | 27.5089 | -50 | -50 | -50
| Unit 233 | CC | 109.32 | 18726.7927 | -50 | -50 | -50 | -50 | -50 | 27.5328 | -50 | -50 | -50
| Unit 234 | CC | 109.32 | 18836.1127 | -50 | -50 | -50 | -50 | -50 | 27.5399 | -50 | -50 | -50
| Unit 235 | CC | 149.01 | 18985.1227 | -50 | -50 | -50 | -50 | -50 | 27.6241 | -50 | -50 | -50
| Unit 236 | CC | 236.39 | 19221.5127 | -50 | -50 | -50 | -50 | -50 | 27.6469 | -50 | -50 | -50
| Unit 237 | Other | 1.6 | 19223.1127 | -50 | -50 | -50 | -50 | -50 | -50 | -50 | -50 | 27.6893
| Unit 238 | CC | 238.59 | 19461.7027 | -50 | -50 | -50 | -50 | -50 | 28.077 | -50 | -50 | -50
| Unit 239 | CC | 149.01 | 19610.7127 | -50 | -50 | -50 | -50 | -50 | 28.335 | -50 | -50 | -50
| Unit 240 | CT Gas | 45 | 19655.7127 | -50 | -50 | -50 | -50 | -50 | -50 | -50 | 28.6082 | -50
| Unit 241 | CC | 149.01 | 19804.7227 | -50 | -50 | -50 | -50 | -50 | 28.6205 | -50 | -50 | -50
| Unit 242 | CT Gas | 45 | 19849.7227 | -50 | -50 | -50 | -50 | -50 | -50 | -50 | 28.6208 | -50
| Unit 243 | CC | 150.01 | 19999.7327 | -50 | -50 | -50 | -50 | -50 | 28.7609 | -50 | -50 | -50
| Unit 244 | CT Gas | 97.91 | 20097.6427 | -50 | -50 | -50 | -50 | -50 | -50 | -50 | 28.8653 | -50
| Unit 245 | Other | 5 | 20102.6427 | -50 | -50 | -50 | -50 | -50 | -50 | -50 | -50 | 29.0003
| Unit 246 | CC | 109.32 | 20211.9627 | -50 | -50 | -50 | -50 | -50 | 29.2112 | -50 | -50 | -50
| Unit 247 | Other | 75 | 20286.9627 | -50 | -50 | -50 | -50 | -50 | -50 | -50 | -50 | 29.7686
| Unit 248 | CC | 74.64 | 20361.6027 | -50 | -50 | -50 | -50 | -50 | 29.8051 | -50 | -50 | -50
| Unit 249 | Other | 85 | 20446.6027 | -50 | -50 | -50 | -50 | -50 | -50 | -50 | -50 | 29.8154
| Unit 250 | Other | 4.8 | 20451.4027 | -50 | -50 | -50 | -50 | -50 | -50 | -50 | -50 | 30.0225
| Unit 251 | CC | 44.75 | 20496.1527 | -50 | -50 | -50 | -50 | -50 | 30.0525 | -50 | -50 | -50
| Unit 252 | Other | 3.3 | 20499.4527 | -50 | -50 | -50 | -50 | -50 | -50 | -50 | -50 | 30.075
| Unit 253 | Other | 37.5 | 20536.9527 | -50 | -50 | -50 | -50 | -50 | -50 | -50 | -50 | 30.0838
| Unit 254 | Other | 1.9 | 20538.8527 | -50 | -50 | -50 | -50 | -50 | -50 | -50 | -50 | 30.1209
| Unit 255 | Other | 1.62 | 20540.4727 | -50 | -50 | -50 | -50 | -50 | -50 | -50 | -50 | 30.1308
| Unit 256 | Other | 0.72 | 20541.1927 | -50 | -50 | -50 | -50 | -50 | -50 | -50 | -50 | 30.1337
| Unit 257 | CC | 63 | 20604.1927 | -50 | -50 | -50 | -50 | -50 | 30.2023 | -50 | -50 | -50
| Unit 258 | ST Coal | 112.5 | 20716.6927 | -50 | -50 | -50 | -50 | 30.2943 | -50 | -50 | -50 | -50
| Unit 259 | Other | 3.3 | 20719.9927 | -50 | -50 | -50 | -50 | -50 | -50 | -50 | -50 | 30.4212
| Unit 260 | CC | 60.85 | 20780.8427 | -50 | -50 | -50 | -50 | -50 | 30.5317 | -50 | -50 | -50
| Unit 261 | CC | 63.54 | 20844.3827 | -50 | -50 | -50 | -50 | -50 | 30.6591 | -50 | -50 | -50
| Unit 262 | CC | 217.71 | 21062.0927 | -50 | -50 | -50 | -50 | -50 | 30.8432 | -50 | -50 | -50
| Unit 263 | Other | 13 | 21075.0927 | -50 | -50 | -50 | -50 | -50 | -50 | -50 | -50 | 30.858
| Unit 264 | Other | 26.7 | 21101.7927 | -50 | -50 | -50 | -50 | -50 | -50 | -50 | -50 | 30.8985
| Unit 265 | CC | 119.15 | 21220.9427 | -50 | -50 | -50 | -50 | -50 | 30.9035 | -50 | -50 | -50
| Unit 266 | CC | 119.15 | 21340.0927 | -50 | -50 | -50 | -50 | -50 | 30.9257 | -50 | -50 | -50
| Unit 267 | Other | 16.9 | 21356.9927 | -50 | -50 | -50 | -50 | -50 | -50 | -50 | -50 | 30.9548
| Unit 268 | Other | 16.84 | 21373.8327 | -50 | -50 | -50 | -50 | -50 | -50 | -50 | -50 | 30.9634
| Unit 269 | Other | 20 | 21393.8327 | -50 | -50 | -50 | -50 | -50 | -50 | -50 | -50 | 30.9805
| Unit 270 | Other | 24.17 | 21418.0027 | -50 | -50 | -50 | -50 | -50 | -50 | -50 | -50 | 30.9981
| Unit 271 | Other | 34.7 | 21452.7027 | -50 | -50 | -50 | -50 | -50 | -50 | -50 | -50 | 31.1612
| Unit 272 | CC | 55.22 | 21507.9227 | -50 | -50 | -50 | -50 | -50 | 31.194 | -50 | -50 | -50
| Unit 273 | CT Gas | 52.6 | 21560.5227 | -50 | -50 | -50 | -50 | -50 | -50 | -50 | 31.8117 | -50
| Unit 274 | CT Gas | 52.6 | 21613.1227 | -50 | -50 | -50 | -50 | -50 | -50 | -50 | 31.8247 | -50
| Unit 275 | Other | 20 | 21633.1227 | -50 | -50 | -50 | -50 | -50 | -50 | -50 | -50 | 32.1774
| Unit 276 | Other | 4.92 | 21638.0427 | -50 | -50 | -50 | -50 | -50 | -50 | -50 | -50 | 32.296
| Unit 277 | Other | 40 | 21678.0427 | -50 | -50 | -50 | -50 | -50 | -50 | -50 | -50 | 32.3062
| Unit 278 | Other | 15.7 | 21693.7427 | -50 | -50 | -50 | -50 | -50 | -50 | -50 | -50 | 32.3162
| Unit 279 | Other | 28.12 | 21721.8627 | -50 | -50 | -50 | -50 | -50 | -50 | -50 | -50 | 32.3366
| Unit 280 | Other | 14.29 | 21736.1527 | -50 | -50 | -50 | -50 | -50 | -50 | -50 | -50 | 32.3746
| Unit 281 | Other | 45.02 | 21781.1727 | -50 | -50 | -50 | -50 | -50 | -50 | -50 | -50 | 32.3871
| Unit 282 | Other | 13.71 | 21794.8827 | -50 | -50 | -50 | -50 | -50 | -50 | -50 | -50 | 32.3991
| Unit 283 | Other | 20.07 | 21814.9527 | -50 | -50 | -50 | -50 | -50 | -50 | -50 | -50 | 32.4063
| Unit 284 | Other | 31 | 21845.9527 | -50 | -50 | -50 | -50 | -50 | -50 | -50 | -50 | 32.4088
| Unit 285 | Other | 21.16 | 21867.1127 | -50 | -50 | -50 | -50 | -50 | -50 | -50 | -50 | 32.4138
| Unit 286 | Other | 37.52 | 21904.6327 | -50 | -50 | -50 | -50 | -50 | -50 | -50 | -50 | 32.416
| Unit 287 | Other | 14.12 | 21918.7527 | -50 | -50 | -50 | -50 | -50 | -50 | -50 | -50 | 32.4172
| Unit 288 | Other | 15.03 | 21933.7827 | -50 | -50 | -50 | -50 | -50 | -50 | -50 | -50 | 32.47
| Unit 289 | Other | 32 | 21965.7827 | -50 | -50 | -50 | -50 | -50 | -50 | -50 | -50 | 32.4938
| Unit 290 | Other | 1.58 | 21967.3627 | -50 | -50 | -50 | -50 | -50 | -50 | -50 | -50 | 32.5006
| Unit 291 | Other | 25.7 | 21993.0627 | -50 | -50 | -50 | -50 | -50 | -50 | -50 | -50 | 32.5121
| Unit 292 | Other | 26.8 | 22019.8627 | -50 | -50 | -50 | -50 | -50 | -50 | -50 | -50 | 32.574
| Unit 293 | Other | 14 | 22033.8627 | -50 | -50 | -50 | -50 | -50 | -50 | -50 | -50 | 32.5812
| Unit 294 | Other | 29.21 | 22063.0727 | -50 | -50 | -50 | -50 | -50 | -50 | -50 | -50 | 32.5819
| Unit 295 | Other | 7.5 | 22070.5727 | -50 | -50 | -50 | -50 | -50 | -50 | -50 | -50 | 32.6029
| Unit 296 | CT Gas | 42.94 | 22113.5127 | -50 | -50 | -50 | -50 | -50 | -50 | -50 | 32.6672 | -50
| Unit 297 | Other | 8.4 | 22121.9127 | -50 | -50 | -50 | -50 | -50 | -50 | -50 | -50 | 32.7109
| Unit 298 | Other | 13 | 22134.9127 | -50 | -50 | -50 | -50 | -50 | -50 | -50 | -50 | 32.7257
| Unit 299 | CT Gas | 41.91 | 22176.8227 | -50 | -50 | -50 | -50 | -50 | -50 | -50 | 32.8536 | -50
| Unit 300 | CT Gas | 42.7 | 22219.5227 | -50 | -50 | -50 | -50 | -50 | -50 | -50 | 32.8643 | -50
| Unit 301 | Other | 63 | 22282.5227 | -50 | -50 | -50 | -50 | -50 | -50 | -50 | -50 | 32.9084
| Unit 302 | Other | 6 | 22288.5227 | -50 | -50 | -50 | -50 | -50 | -50 | -50 | -50 | 32.9508
| Unit 303 | Other | 58.74 | 22347.2627 | -50 | -50 | -50 | -50 | -50 | -50 | -50 | -50 | 33.1341
| Unit 304 | CC | 132 | 22479.2627 | -50 | -50 | -50 | -50 | -50 | 33.3286 | -50 | -50 | -50
| Unit 305 | Other | 4.8 | 22484.0627 | -50 | -50 | -50 | -50 | -50 | -50 | -50 | -50 | 33.3912
| Unit 306 | Other | 50.74 | 22534.8027 | -50 | -50 | -50 | -50 | -50 | -50 | -50 | -50 | 33.4722
| Unit 307 | CT Gas | 156.81 | 22691.6127 | -50 | -50 | -50 | -50 | -50 | -50 | -50 | 33.5642 | -50
| Unit 308 | CT Gas | 41.36 | 22732.9727 | -50 | -50 | -50 | -50 | -50 | -50 | -50 | 33.9145 | -50
| Unit 309 | CC | 132 | 22864.9727 | -50 | -50 | -50 | -50 | -50 | 34.2488 | -50 | -50 | -50
| Unit 310 | CC | 101.7 | 22966.6727 | -50 | -50 | -50 | -50 | -50 | 34.3473 | -50 | -50 | -50
| Unit 311 | CT Gas | 17.52 | 22984.1927 | -50 | -50 | -50 | -50 | -50 | -50 | -50 | 34.4005 | -50
| Unit 312 | CT Gas | 17.52 | 23001.7127 | -50 | -50 | -50 | -50 | -50 | -50 | -50 | 34.4402 | -50
| Unit 313 | CC | 101.7 | 23103.4127 | -50 | -50 | -50 | -50 | -50 | 34.8546 | -50 | -50 | -50
| Unit 314 | Other | 1.15 | 23104.5627 | -50 | -50 | -50 | -50 | -50 | -50 | -50 | -50 | 34.8843
| Unit 315 | CC | 101.7 | 23206.2627 | -50 | -50 | -50 | -50 | -50 | 35.0082 | -50 | -50 | -50
| Unit 316 | CT Gas | 40.72 | 23246.9827 | -50 | -50 | -50 | -50 | -50 | -50 | -50 | 35.1888 | -50
| Unit 317 | Other | 6 | 23252.9827 | -50 | -50 | -50 | -50 | -50 | -50 | -50 | -50 | 35.3846
| Unit 318 | Other | 5.2 | 23258.1827 | -50 | -50 | -50 | -50 | -50 | -50 | -50 | -50 | 35.3881
| Unit 319 | Other | 12.6 | 23270.7827 | -50 | -50 | -50 | -50 | -50 | -50 | -50 | -50 | 35.3976
| Unit 320 | Other | 5.2 | 23275.9827 | -50 | -50 | -50 | -50 | -50 | -50 | -50 | -50 | 35.4019
| Unit 321 | Other | 5.2 | 23281.1827 | -50 | -50 | -50 | -50 | -50 | -50 | -50 | -50 | 35.403
| Unit 322 | Other | 5.2 | 23286.3827 | -50 | -50 | -50 | -50 | -50 | -50 | -50 | -50 | 35.414
| Unit 323 | CT Gas | 16.3 | 23302.6827 | -50 | -50 | -50 | -50 | -50 | -50 | -50 | 35.7682 | -50
| Unit 324 | Other | 117 | 23419.6827 | -50 | -50 | -50 | -50 | -50 | -50 | -50 | -50 | 37.5034
| Unit 325 | CT Gas | 47.22 | 23466.9027 | -50 | -50 | -50 | -50 | -50 | -50 | -50 | 37.5671 | -50
| Unit 326 | CT Gas | 45.26 | 23512.1627 | -50 | -50 | -50 | -50 | -50 | -50 | -50 | 37.7771 | -50
| Unit 327 | CT Gas | 44.14 | 23556.3027 | -50 | -50 | -50 | -50 | -50 | -50 | -50 | 37.923 | -50
| Unit 328 | CT Gas | 20.15 | 23576.4527 | -50 | -50 | -50 | -50 | -50 | -50 | -50 | 38.079 | -50
| Unit 329 | ST / IC Gas | 577.59 | 24154.0427 | -50 | -50 | -50 | -50 | -50 | -50 | 38.7659 | -50 | -50
| Unit 330 | CT Gas | 71.4 | 24225.4427 | -50 | -50 | -50 | -50 | -50 | -50 | -50 | 39.3677 | -50
| Unit 331 | CT Gas | 37.82 | 24263.2627 | -50 | -50 | -50 | -50 | -50 | -50 | -50 | 41.1219 | -50
| Unit 332 | CT Gas | 37.7 | 24300.9627 | -50 | -50 | -50 | -50 | -50 | -50 | -50 | 41.9371 | -50
| Unit 333 | ST Coal | 367.43 | 24668.3927 | -50 | -50 | -50 | -50 | 44.2842 | -50 | -50 | -50 | -50
| Unit 334 | Other | 45.82 | 24714.2127 | -50 | -50 | -50 | -50 | -50 | -50 | -50 | -50 | 45.7977
| Unit 335 | Other | 16.5 | 24730.7127 | -50 | -50 | -50 | -50 | -50 | -50 | -50 | -50 | 45.8252
| Unit 336 | CT Gas | 4.38 | 24735.0927 | -50 | -50 | -50 | -50 | -50 | -50 | -50 | 46.1065 | -50
| Unit 337 | CC | 74.19 | 24809.2827 | -50 | -50 | -50 | -50 | -50 | 46.3148 | -50 | -50 | -50
| Unit 338 | Other | 15.25 | 24824.5327 | -50 | -50 | -50 | -50 | -50 | -50 | -50 | -50 | 46.4008
| Unit 339 | Other | 54 | 24878.5327 | -50 | -50 | -50 | -50 | -50 | -50 | -50 | -50 | 47.0612
| Unit 340 | CC | 47 | 24925.5327 | -50 | -50 | -50 | -50 | -50 | 51.5318 | -50 | -50 | -50
| Unit 341 | CT Gas | 16.05 | 24941.5827 | -50 | -50 | -50 | -50 | -50 | -50 | -50 | 54.7234 | -50
| Unit 342 | ST Coal | 47.94 | 24989.5227 | -50 | -50 | -50 | -50 | 55.686 | -50 | -50 | -50 | -50
| Unit 343 | ST Coal | 47.5 | 25037.0227 | -50 | -50 | -50 | -50 | 55.9653 | -50 | -50 | -50 | -50
| Unit 344 | CT Gas | 30.51 | 25067.5327 | -50 | -50 | -50 | -50 | -50 | -50 | -50 | 57.3084 | -50
| Unit 345 | Other | 12 | 25079.5327 | -50 | -50 | -50 | -50 | -50 | -50 | -50 | -50 | 57.8966
| Unit 346 | CC | 47 | 25126.5327 | -50 | -50 | -50 | -50 | -50 | 74.3697 | -50 | -50 | -50
| Unit 347 | CC | 47 | 25173.5327 | -50 | -50 | -50 | -50 | -50 | 74.3704 | -50 | -50 | -50
| Unit 348 | Other | 19 | 25192.5327 | -50 | -50 | -50 | -50 | -50 | -50 | -50 | -50 | 125.5831
| Unit 349 | Other | 23.2 | 25215.7327 | -50 | -50 | -50 | -50 | -50 | -50 | -50 | -50 | 127.5441
| Unit 350 | Other | 37 | 25252.7327 | -50 | -50 | -50 | -50 | -50 | -50 | -50 | -50 | 129.7479
| Unit 351 | Other | 23.2 | 25275.9327 | -50 | -50 | -50 | -50 | -50 | -50 | -50 | -50 | 131.2858
| Unit 352 | Other | 51.13 | 25327.0627 | -50 | -50 | -50 | -50 | -50 | -50 | -50 | -50 | 139.0207
| Unit 353 | Other | 107.5 | 25434.5627 | -50 | -50 | -50 | -50 | -50 | -50 | -50 | -50 | 145.2974
| Unit 354 | Other | 51.8 | 25486.3627 | -50 | -50 | -50 | -50 | -50 | -50 | -50 | -50 | 146.8865
| Unit 355 | Other | 236.01 | 25722.3727 | -50 | -50 | -50 | -50 | -50 | -50 | -50 | -50 | 149.8485
| Unit 356 | Other | 48.5 | 25770.8727 | -50 | -50 | -50 | -50 | -50 | -50 | -50 | -50 | 150.9452
| Unit 357 | Other | 48.5 | 25819.3727 | -50 | -50 | -50 | -50 | -50 | -50 | -50 | -50 | 150.9452
| Unit 358 | Other | 48.5 | 25867.8727 | -50 | -50 | -50 | -50 | -50 | -50 | -50 | -50 | 150.9462
| Unit 363 | Other | 48.5 | 25916.3727 | -50 | -50 | -50 | -50 | -50 | -50 | -50 | -50 | 152.9037
| Unit 364 | Other | 48.5 | 25964.8727 | -50 | -50 | -50 | -50 | -50 | -50 | -50 | -50 | 152.9037
| Unit 365 | Other | 48.5 | 26013.3727 | -50 | -50 | -50 | -50 | -50 | -50 | -50 | -50 | 152.9037
| Unit 366 | Other | 48.5 | 26061.8727 | -50 | -50 | -50 | -50 | -50 | -50 | -50 | -50 | 152.9037
| Unit 367 | Other | 115.51 | 26177.3827 | -50 | -50 | -50 | -50 | -50 | -50 | -50 | -50 | 154.1988
| Unit 368 | Other | 117 | 26294.3827 | -50 | -50 | -50 | -50 | -50 | -50 | -50 | -50 | 154.7351
| Unit 369 | Other | 13.4 | 26307.7827 | -50 | -50 | -50 | -50 | -50 | -50 | -50 | -50 | 165.6203
| Unit 370 | Other | 8.4 | 26316.1827 | -50 | -50 | -50 | -50 | -50 | -50 | -50 | -50 | 177.181
| Unit 371 | Other | 94.27 | 26410.4527 | -50 | -50 | -50 | -50 | -50 | -50 | -50 | -50 | 216.8747
| Unit 372 | Other | 18 | 26428.4527 | -50 | -50 | -50 | -50 | -50 | -50 | -50 | -50 | 248.2194
| Unit 373 | Other | 19.49 | 26447.9427 | -50 | -50 | -50 | -50 | -50 | -50 | -50 | -50 | 250.1164
| Unit 374 | Other | 29.23 | 26477.1727 | -50 | -50 | -50 | -50 | -50 | -50 | -50 | -50 | 295
| Unit 375 | Other | 44.62 | 26521.7927 | -50 | -50 | -50 | -50 | -50 | -50 | -50 | -50 | 295
| Unit 376 | Other | 44.62 | 26566.4127 | -50 | -50 | -50 | -50 | -50 | -50 | -50 | -50 | 295
| Unit 377 | Other | 44.62 | 26611.0327 | -50 | -50 | -50 | -50 | -50 | -50 | -50 | -50 | 295
| Unit 378 | Other | 8.94 | 26619.9727 | -50 | -50 | -50 | -50 | -50 | -50 | -50 | -50 | 295
| Unit 379 | Other | 34.83 | 26654.8027 | -50 | -50 | -50 | -50 | -50 | -50 | -50 | -50 | 295
| Unit 380 | Other | 15.84 | 26670.6427 | -50 | -50 | -50 | -50 | -50 | -50 | -50 | -50 | 295
| Unit 381 | Other | 19.7 | 26690.3427 | -50 | -50 | -50 | -50 | -50 | -50 | -50 | -50 | 295
| Unit 382 | Other | 550.42 | 27240.7627 | -50 | -50 | -50 | -50 | -50 | -50 | -50 | -50 | 295
| Unit 383 | Other | 15.98 | 27256.7427 | -50 | -50 | -50 | -50 | -50 | -50 | -50 | -50 | 295
| Unit 384 | Other | 19.2 | 27275.9427 | -50 | -50 | -50 | -50 | -50 | -50 | -50 | -50 | 295
| Unit 385 | Other | 18.72 | 27294.6627 | -50 | -50 | -50 | -50 | -50 | -50 | -50 | -50 | 295
| Unit 386 | Other | 19.1 | 27313.7627 | -50 | -50 | -50 | -50 | -50 | -50 | -50 | -50 | 295
| Unit 387 | Other | 14.4 | 27328.1627 | -50 | -50 | -50 | -50 | -50 | -50 | -50 | -50 | 295
| Unit 388 | Other | 15.96 | 27344.1227 | -50 | -50 | -50 | -50 | -50 | -50 | -50 | -50 | 295
| Unit 389 | Other | 3.02 | 27347.1427 | -50 | -50 | -50 | -50 | -50 | -50 | -50 | -50 | 295
| Unit 390 | Other | 10.89 | 27358.0327 | -50 | -50 | -50 | -50 | -50 | -50 | -50 | -50 | 295
| Unit 391 | Other | 15.42 | 27373.4527 | -50 | -50 | -50 | -50 | -50 | -50 | -50 | -50 | 295
| Unit 392 | Other | 7.09 | 27380.5427 | -50 | -50 | -50 | -50 | -50 | -50 | -50 | -50 | 295
| Unit 393 | Other | 17.52 | 27398.0627 | -50 | -50 | -50 | -50 | -50 | -50 | -50 | -50 | 295
| Unit 394 | Other | 14.1 | 27412.1627 | -50 | -50 | -50 | -50 | -50 | -50 | -50 | -50 | 295
| Unit 395 | Other | 11.85 | 27424.0127 | -50 | -50 | -50 | -50 | -50 | -50 | -50 | -50 | 295
| Unit 396 | Other | 16.83 | 27440.8427 | -50 | -50 | -50 | -50 | -50 | -50 | -50 | -50 | 295
| Unit 397 | Other | 39.71 | 27480.5527 | -50 | -50 | -50 | -50 | -50 | -50 | -50 | -50 | 295
| Unit 398 | Other | 50 | 27530.5527 | -50 | -50 | -50 | -50 | -50 | -50 | -50 | -50 | 295
| Unit 399 | Other | 7.39 | 27537.9427 | -50 | -50 | -50 | -50 | -50 | -50 | -50 | -50 | 295
| Unit 400 | Other | 447.91 | 27985.8527 | -50 | -50 | -50 | -50 | -50 | -50 | -50 | -50 | 295
| Unit 401 | Other | 386.93 | 28372.7827 | -50 | -50 | -50 | -50 | -50 | -50 | -50 | -50 | 295
| Unit 402 | Other | 17 | 28389.7827 | -50 | -50 | -50 | -50 | -50 | -50 | -50 | -50 | 295
| Unit 403 | Other | 14 | 28403.7827 | -50 | -50 | -50 | -50 | -50 | -50 | -50 | -50 | 295
| Unit 404 | Other | 65.55 | 28469.3327 | -50 | -50 | -50 | -50 | -50 | -50 | -50 | -50 | 295
| Unit 405 | Other | 15.64 | 28484.9727 | -50 | -50 | -50 | -50 | -50 | -50 | -50 | -50 | 295
| Unit 406 | Other | 15.89 | 28500.8627 | -50 | -50 | -50 | -50 | -50 | -50 | -50 | -50 | 295
| Unit 407 | Other | 35.79 | 28536.6527 | -50 | -50 | -50 | -50 | -50 | -50 | -50 | -50 | 295
| Unit 408 | Other | 17.45 | 28554.1027 | -50 | -50 | -50 | -50 | -50 | -50 | -50 | -50 | 295
| Unit 409 | Other | 15.81 | 28569.9127 | -50 | -50 | -50 | -50 | -50 | -50 | -50 | -50 | 295
| Unit 410 | Other | 553.01 | 29122.9227 | -50 | -50 | -50 | -50 | -50 | -50 | -50 | -50 | 295
| Unit 411 | Other | 16.03 | 29138.9527 | -50 | -50 | -50 | -50 | -50 | -50 | -50 | -50 | 295
| Unit 412 | Other | 19.61 | 29158.5627 | -50 | -50 | -50 | -50 | -50 | -50 | -50 | -50 | 295
| Unit 413 | Other | 29.3 | 29187.8627 | -50 | -50 | -50 | -50 | -50 | -50 | -50 | -50 | 295
| Unit 414 | Other | 2.92 | 29190.7827 | -50 | -50 | -50 | -50 | -50 | -50 | -50 | -50 | 295
| Unit 415 | Other | 9.91 | 29200.6927 | -50 | -50 | -50 | -50 | -50 | -50 | -50 | -50 | 295
| Unit 416 | ST Coal | 306.88 | 29507.5727 | -50 | -50 | -50 | -50 | 295 | -50 | -50 | -50 | -50
| Unit 417 | Other | 16.8 | 29524.3727 | -50 | -50 | -50 | -50 | -50 | -50 | -50 | -50 | 295
| Unit 418 | Other | 65 | 29589.3727 | -50 | -50 | -50 | -50 | -50 | -50 | -50 | -50 | 295
| Unit 419 | Other | 40.22 | 29629.5927 | -50 | -50 | -50 | -50 | -50 | -50 | -50 | -50 | 295
| Unit 420 | Other | 19.1 | 29650.8416 | -50 | -50 | -50 | -50 | -50 | -50 | -50 | -50 | 295
| Unit 421 | Other | 9.37 | 29660.2116 | -50 | -50 | -50 | -50 | -50 | -50 | -50 | -50 | 295
| Unit 422 | Other | 29.97 | 29690.1816 | -50 | -50 | -50 | -50 | -50 | -50 | -50 | -50 | 295
| Unit 423 | Other | 399.99 | 30090.1716 | -50 | -50 | -50 | -50 | -50 | -50 | -50 | -50 | 295
| Unit 424 | Other | 40.62 | 30130.7916 | -50 | -50 | -50 | -50 | -50 | -50 | -50 | -50 | 295
| Unit 425 | Other | 603.46 | 30734.2516 | -50 | -50 | -50 | -50 | -50 | -50 | -50 | -50 | 295
| Unit 426 | Other | 29.7 | 30763.9516 | -50 | -50 | -50 | -50 | -50 | -50 | -50 | -50 | 295
| Unit 427 | Other | 10.07 | 30774.0216 | -50 | -50 | -50 | -50 | -50 | -50 | -50 | -50 | 295
| Unit 428 | Other | 48.5 | 30822.5216 | -50 | -50 | -50 | -50 | -50 | -50 | -50 | -50 | 295
| Unit 429 | Other | 17.12 | 30839.6416 | -50 | -50 | -50 | -50 | -50 | -50 | -50 | -50 | 295
| Unit 430 | Other | 17.22 | 30856.8616 | -50 | -50 | -50 | -50 | -50 | -50 | -50 | -50 | 295
| Unit 431 | Other | 35.78 | 30892.6416 | -50 | -50 | -50 | -50 | -50 | -50 | -50 | -50 | 295
| Unit 432 | Other | 37.7 | 30930.3416 | -50 | -50 | -50 | -50 | -50 | -50 | -50 | -50 | 295
| Unit 433 | Other | 38.32 | 30968.6616 | -50 | -50 | -50 | -50 | -50 | -50 | -50 | -50 | 295
| Unit 434 | Other | 36.75 | 31005.4116 | -50 | -50 | -50 | -50 | -50 | -50 | -50 | -50 | 295

## Supply Stack - NYISO
Return to Index
Peak Load: 34,385 MW
Figure 17. New York Independent Systems Operator 2018 Supply Stack |  |  |  | Average Load: 18,827 MW
| ID | Type | Capacity | Cumulative Capacity | Wind | Solar | Hydro | Nuclear | Coal | CC | ST Gas | CT Gas | Other
| Unit 1 | Hydro | 4.8951 | 4.8951 | -50 | -50 | 0 | -50 | -50 | -50 | -50 | -50 | -50
| Unit 2 | Hydro | 14.985 | 19.8801 | -50 | -50 | 0 | -50 | -50 | -50 | -50 | -50 | -50
| Unit 3 | Hydro | 10.4895 | 30.3696 | -50 | -50 | 0 | -50 | -50 | -50 | -50 | -50 | -50
| Unit 4 | Hydro | 4.995 | 35.3646 | -50 | -50 | 0 | -50 | -50 | -50 | -50 | -50 | -50
| Unit 5 | Hydro | 23.976 | 59.3406 | -50 | -50 | 0 | -50 | -50 | -50 | -50 | -50 | -50
| Unit 6 | Hydro | 17.982 | 77.3226 | -50 | -50 | 0 | -50 | -50 | -50 | -50 | -50 | -50
| Unit 7 | Hydro | 2.997 | 80.3196 | -50 | -50 | 0 | -50 | -50 | -50 | -50 | -50 | -50
| Unit 8 | Hydro | 3.1968 | 83.5164 | -50 | -50 | 0 | -50 | -50 | -50 | -50 | -50 | -50
| Unit 9 | Hydro | 12.5874 | 96.1038 | -50 | -50 | 0 | -50 | -50 | -50 | -50 | -50 | -50
| Unit 10 | Hydro | 24.975 | 121.0788 | -50 | -50 | 0 | -50 | -50 | -50 | -50 | -50 | -50
| Unit 11 | Hydro | 5.0949 | 126.1737 | -50 | -50 | 0 | -50 | -50 | -50 | -50 | -50 | -50
| Unit 12 | Hydro | 2.3976 | 128.5713 | -50 | -50 | 0 | -50 | -50 | -50 | -50 | -50 | -50
| Unit 13 | Hydro | 8.3916 | 136.9629 | -50 | -50 | 0 | -50 | -50 | -50 | -50 | -50 | -50
| Unit 14 | Hydro | 9.5904 | 146.5533 | -50 | -50 | 0 | -50 | -50 | -50 | -50 | -50 | -50
| Unit 15 | Hydro | 65.5344 | 212.0877 | -50 | -50 | 0 | -50 | -50 | -50 | -50 | -50 | -50
| Unit 16 | Hydro | 85.2147 | 297.3024 | -50 | -50 | 0 | -50 | -50 | -50 | -50 | -50 | -50
| Unit 17 | Hydro | 11.1888 | 308.4912 | -50 | -50 | 0 | -50 | -50 | -50 | -50 | -50 | -50
| Unit 18 | Hydro | 2.997 | 311.4882 | -50 | -50 | 0 | -50 | -50 | -50 | -50 | -50 | -50
| Unit 19 | Hydro | 3.5964 | 315.0846 | -50 | -50 | 0 | -50 | -50 | -50 | -50 | -50 | -50
| Unit 20 | Hydro | 18.981 | 334.0656 | -50 | -50 | 0 | -50 | -50 | -50 | -50 | -50 | -50
| Unit 21 | Hydro | 24.975 | 359.0406 | -50 | -50 | 0 | -50 | -50 | -50 | -50 | -50 | -50
| Unit 22 | Hydro | 2.997 | 362.0376 | -50 | -50 | 0 | -50 | -50 | -50 | -50 | -50 | -50
| Unit 23 | Hydro | 6.4935 | 368.5311 | -50 | -50 | 0 | -50 | -50 | -50 | -50 | -50 | -50
| Unit 24 | Hydro | 43.7562 | 412.2873 | -50 | -50 | 0 | -50 | -50 | -50 | -50 | -50 | -50
| Unit 25 | Hydro | 20.979 | 433.2663 | -50 | -50 | 0 | -50 | -50 | -50 | -50 | -50 | -50
| Unit 26 | Hydro | 25.974 | 459.2403 | -50 | -50 | 0 | -50 | -50 | -50 | -50 | -50 | -50
| Unit 27 | Hydro | 35.964 | 495.2043 | -50 | -50 | 0 | -50 | -50 | -50 | -50 | -50 | -50
| Unit 28 | Hydro | 5.2348 | 500.4391 | -50 | -50 | 0 | -50 | -50 | -50 | -50 | -50 | -50
| Unit 29 | Hydro | 2.997 | 503.4361 | -50 | -50 | 0 | -50 | -50 | -50 | -50 | -50 | -50
| Unit 30 | Hydro | 7.4925 | 510.9286 | -50 | -50 | 0 | -50 | -50 | -50 | -50 | -50 | -50
| Unit 31 | Hydro | 2.1978 | 513.1264 | -50 | -50 | 0 | -50 | -50 | -50 | -50 | -50 | -50
| Unit 32 | Hydro | 13.5864 | 526.7128 | -50 | -50 | 0 | -50 | -50 | -50 | -50 | -50 | -50
| Unit 33 | Hydro | 20.7792 | 547.492 | -50 | -50 | 0 | -50 | -50 | -50 | -50 | -50 | -50
| Unit 34 | Hydro | 4.5954 | 552.0874 | -50 | -50 | 0 | -50 | -50 | -50 | -50 | -50 | -50
| Unit 35 | Hydro | 19.98 | 572.0674 | -50 | -50 | 0 | -50 | -50 | -50 | -50 | -50 | -50
| Unit 36 | Hydro | 9.5904 | 581.6578 | -50 | -50 | 0 | -50 | -50 | -50 | -50 | -50 | -50
| Unit 37 | Hydro | 16.1838 | 597.8416 | -50 | -50 | 0 | -50 | -50 | -50 | -50 | -50 | -50
| Unit 38 | Hydro | 5.4945 | 603.3361 | -50 | -50 | 0 | -50 | -50 | -50 | -50 | -50 | -50
| Unit 39 | Hydro | 6.2937 | 609.6298 | -50 | -50 | 0 | -50 | -50 | -50 | -50 | -50 | -50
| Unit 40 | Hydro | 4.7952 | 614.425 | -50 | -50 | 0 | -50 | -50 | -50 | -50 | -50 | -50
| Unit 41 | Hydro | 21.978 | 636.403 | -50 | -50 | 0 | -50 | -50 | -50 | -50 | -50 | -50
| Unit 42 | Hydro | 5.6943 | 642.0973 | -50 | -50 | 0 | -50 | -50 | -50 | -50 | -50 | -50
| Unit 43 | Hydro | 2.1978 | 644.2951 | -50 | -50 | 0 | -50 | -50 | -50 | -50 | -50 | -50
| Unit 44 | Hydro | 7.992 | 652.2871 | -50 | -50 | 0 | -50 | -50 | -50 | -50 | -50 | -50
| Unit 45 | Hydro | 43.956 | 696.2431 | -50 | -50 | 0 | -50 | -50 | -50 | -50 | -50 | -50
| Unit 46 | Hydro | 8.991 | 705.2341 | -50 | -50 | 0 | -50 | -50 | -50 | -50 | -50 | -50
| Unit 47 | Hydro | 8.4915 | 713.7256 | -50 | -50 | 0 | -50 | -50 | -50 | -50 | -50 | -50
| Unit 48 | Hydro | 12.987 | 726.7126 | -50 | -50 | 0 | -50 | -50 | -50 | -50 | -50 | -50
| Unit 49 | Hydro | 2.997 | 729.7096 | -50 | -50 | 0 | -50 | -50 | -50 | -50 | -50 | -50
| Unit 50 | Hydro | 8.0919 | 737.8015 | -50 | -50 | 0 | -50 | -50 | -50 | -50 | -50 | -50
| Unit 51 | Hydro | 6.993 | 744.7945 | -50 | -50 | 0 | -50 | -50 | -50 | -50 | -50 | -50
| Unit 52 | Hydro | 3.1968 | 747.9913 | -50 | -50 | 0 | -50 | -50 | -50 | -50 | -50 | -50
| Unit 53 | Hydro | 2.1978 | 750.1891 | -50 | -50 | 0 | -50 | -50 | -50 | -50 | -50 | -50
| Unit 54 | Hydro | 16.0839 | 766.273 | -50 | -50 | 0 | -50 | -50 | -50 | -50 | -50 | -50
| Unit 55 | Hydro | 14.6853 | 780.9583 | -50 | -50 | 0 | -50 | -50 | -50 | -50 | -50 | -50
| Unit 56 | Hydro | 55.944 | 836.9023 | -50 | -50 | 0 | -50 | -50 | -50 | -50 | -50 | -50
| Unit 57 | Hydro | 19.0809 | 855.9832 | -50 | -50 | 0 | -50 | -50 | -50 | -50 | -50 | -50
| Unit 58 | Hydro | 1.998 | 857.9812 | -50 | -50 | 0 | -50 | -50 | -50 | -50 | -50 | -50
| Unit 59 | Hydro | 3.996 | 861.9772 | -50 | -50 | 0 | -50 | -50 | -50 | -50 | -50 | -50
| Unit 60 | Hydro | 4.3956 | 866.3728 | -50 | -50 | 0 | -50 | -50 | -50 | -50 | -50 | -50
| Unit 61 | Hydro | 5.6943 | 872.0671 | -50 | -50 | 0 | -50 | -50 | -50 | -50 | -50 | -50
| Unit 62 | Hydro | 6.8931 | 878.9602 | -50 | -50 | 0 | -50 | -50 | -50 | -50 | -50 | -50
| Unit 63 | Hydro | 5.4945 | 884.4547 | -50 | -50 | 0 | -50 | -50 | -50 | -50 | -50 | -50
| Unit 64 | Hydro | 6.993 | 891.4477 | -50 | -50 | 0 | -50 | -50 | -50 | -50 | -50 | -50
| Unit 65 | Hydro | 35.964 | 927.4117 | -50 | -50 | 0 | -50 | -50 | -50 | -50 | -50 | -50
| Unit 66 | Hydro | 1.7582 | 929.1699 | -50 | -50 | 0 | -50 | -50 | -50 | -50 | -50 | -50
| Unit 67 | Hydro | 11.988 | 941.1579 | -50 | -50 | 0 | -50 | -50 | -50 | -50 | -50 | -50
| Unit 68 | Hydro | 2.4975 | 943.6554 | -50 | -50 | 0 | -50 | -50 | -50 | -50 | -50 | -50
| Unit 69 | Hydro | 40.5594 | 984.2148 | -50 | -50 | 0 | -50 | -50 | -50 | -50 | -50 | -50
| Unit 70 | Hydro | 5.3946 | 989.6094 | -50 | -50 | 0 | -50 | -50 | -50 | -50 | -50 | -50
| Unit 71 | Hydro | 5.994 | 995.6034 | -50 | -50 | 0 | -50 | -50 | -50 | -50 | -50 | -50
| Unit 72 | Hydro | 16.4835 | 1012.0869 | -50 | -50 | 0 | -50 | -50 | -50 | -50 | -50 | -50
| Unit 73 | Hydro | 5.994 | 1018.0809 | -50 | -50 | 0 | -50 | -50 | -50 | -50 | -50 | -50
| Unit 74 | Hydro | 2.997 | 1021.0779 | -50 | -50 | 0 | -50 | -50 | -50 | -50 | -50 | -50
| Unit 75 | Hydro | 12.3876 | 1033.4655 | -50 | -50 | 0 | -50 | -50 | -50 | -50 | -50 | -50
| Unit 76 | Hydro | 6.6933 | 1040.1588 | -50 | -50 | 0 | -50 | -50 | -50 | -50 | -50 | -50
| Unit 77 | Hydro | 5.994 | 1046.1528 | -50 | -50 | 0 | -50 | -50 | -50 | -50 | -50 | -50
| Unit 78 | Hydro | 5.994 | 1052.1468 | -50 | -50 | 0 | -50 | -50 | -50 | -50 | -50 | -50
| Unit 79 | Hydro | 2.8971 | 1055.0439 | -50 | -50 | 0 | -50 | -50 | -50 | -50 | -50 | -50
| Unit 80 | Hydro | 8.1918 | 1063.2357 | -50 | -50 | 0 | -50 | -50 | -50 | -50 | -50 | -50
| Unit 81 | Hydro | 9.99 | 1073.2257 | -50 | -50 | 0 | -50 | -50 | -50 | -50 | -50 | -50
| Unit 82 | Hydro | 15.4845 | 1088.7102 | -50 | -50 | 0 | -50 | -50 | -50 | -50 | -50 | -50
| Unit 83 | Hydro | 6.4935 | 1095.2037 | -50 | -50 | 0 | -50 | -50 | -50 | -50 | -50 | -50
| Unit 84 | Hydro | 2.3976 | 1097.6013 | -50 | -50 | 0 | -50 | -50 | -50 | -50 | -50 | -50
| Unit 85 | Hydro | 35.964 | 1133.5653 | -50 | -50 | 0 | -50 | -50 | -50 | -50 | -50 | -50
| Unit 86 | Hydro | 11.5884 | 1145.1537 | -50 | -50 | 0 | -50 | -50 | -50 | -50 | -50 | -50
| Unit 87 | Hydro | 6.6933 | 1151.847 | -50 | -50 | 0 | -50 | -50 | -50 | -50 | -50 | -50
| Unit 88 | Hydro | 2.997 | 1154.844 | -50 | -50 | 0 | -50 | -50 | -50 | -50 | -50 | -50
| Unit 89 | Hydro | 3.996 | 1158.84 | -50 | -50 | 0 | -50 | -50 | -50 | -50 | -50 | -50
| Unit 90 | Hydro | 11.8881 | 1170.7281 | -50 | -50 | 0 | -50 | -50 | -50 | -50 | -50 | -50
| Unit 91 | Hydro | 0.999 | 1171.7271 | -50 | -50 | 0 | -50 | -50 | -50 | -50 | -50 | -50
| Unit 92 | Hydro | 16.2837 | 1188.0108 | -50 | -50 | 0 | -50 | -50 | -50 | -50 | -50 | -50
| Unit 93 | Hydro | 4.4955 | 1192.5063 | -50 | -50 | 0 | -50 | -50 | -50 | -50 | -50 | -50
| Unit 94 | Hydro | 4.3956 | 1196.9019 | -50 | -50 | 0 | -50 | -50 | -50 | -50 | -50 | -50
| Unit 95 | Hydro | 11.5884 | 1208.4903 | -50 | -50 | 0 | -50 | -50 | -50 | -50 | -50 | -50
| Unit 96 | Hydro | 4.995 | 1213.4853 | -50 | -50 | 0 | -50 | -50 | -50 | -50 | -50 | -50
| Unit 97 | Hydro | 9.99 | 1223.4753 | -50 | -50 | 0 | -50 | -50 | -50 | -50 | -50 | -50
| Unit 98 | Hydro | 3.4965 | 1226.9718 | -50 | -50 | 0 | -50 | -50 | -50 | -50 | -50 | -50
| Unit 99 | Hydro | 2.997 | 1229.9688 | -50 | -50 | 0 | -50 | -50 | -50 | -50 | -50 | -50
| Unit 100 | Hydro | 43.2567 | 1273.2255 | -50 | -50 | 0 | -50 | -50 | -50 | -50 | -50 | -50
| Unit 101 | Hydro | 10.1898 | 1283.4153 | -50 | -50 | 0 | -50 | -50 | -50 | -50 | -50 | -50
| Unit 102 | Hydro | 52.947 | 1336.3623 | -50 | -50 | 0 | -50 | -50 | -50 | -50 | -50 | -50
| Unit 103 | Hydro | 61.4385 | 1397.8008 | -50 | -50 | 0 | -50 | -50 | -50 | -50 | -50 | -50
| Unit 104 | Hydro | 4.1958 | 1401.9966 | -50 | -50 | 0 | -50 | -50 | -50 | -50 | -50 | -50
| Unit 105 | Hydro | 10.1898 | 1412.1864 | -50 | -50 | 0 | -50 | -50 | -50 | -50 | -50 | -50
| Unit 106 | Hydro | 6.3936 | 1418.58 | -50 | -50 | 0 | -50 | -50 | -50 | -50 | -50 | -50
| Unit 107 | Hydro | 28.0719 | 1446.6519 | -50 | -50 | 0 | -50 | -50 | -50 | -50 | -50 | -50
| Unit 108 | Hydro | 2512.9845 | 3959.6364 | -50 | -50 | 0 | -50 | -50 | -50 | -50 | -50 | -50
| Unit 109 | Hydro | 1024.5744 | 4984.2108 | -50 | -50 | 0 | -50 | -50 | -50 | -50 | -50 | -50
| Unit 110 | Solar | 4.176 | 4988.3868 | -50 | 0 | -50 | -50 | -50 | -50 | -50 | -50 | -50
| Unit 111 | Solar | 17.136 | 5005.5228 | -50 | 0 | -50 | -50 | -50 | -50 | -50 | -50 | -50
| Unit 112 | Solar | 7.92 | 5013.4428 | -50 | 0 | -50 | -50 | -50 | -50 | -50 | -50 | -50
| Unit 113 | Solar | 39.984 | 5053.4268 | -50 | 0 | -50 | -50 | -50 | -50 | -50 | -50 | -50
| Unit 114 | Wind | 13.65 | 5067.0768 | 0 | -50 | -50 | -50 | -50 | -50 | -50 | -50 | -50
| Unit 115 | Wind | 14.07 | 5081.1468 | 0 | -50 | -50 | -50 | -50 | -50 | -50 | -50 | -50
| Unit 116 | Wind | 14.91 | 5096.0568 | 0 | -50 | -50 | -50 | -50 | -50 | -50 | -50 | -50
| Unit 117 | Wind | 14.07 | 5110.1268 | 0 | -50 | -50 | -50 | -50 | -50 | -50 | -50 | -50
| Unit 118 | Wind | 17.5 | 5127.6268 | 0 | -50 | -50 | -50 | -50 | -50 | -50 | -50 | -50
| Unit 119 | Wind | 14.686 | 5142.3128 | 0 | -50 | -50 | -50 | -50 | -50 | -50 | -50 | -50
| Unit 120 | Wind | 11.34 | 5153.6528 | 0 | -50 | -50 | -50 | -50 | -50 | -50 | -50 | -50
| Unit 121 | Wind | 4.2 | 5157.8528 | 0 | -50 | -50 | -50 | -50 | -50 | -50 | -50 | -50
| Unit 122 | Wind | 10.36 | 5168.2128 | 0 | -50 | -50 | -50 | -50 | -50 | -50 | -50 | -50
| Unit 123 | Wind | 15.75 | 5183.9628 | 0 | -50 | -50 | -50 | -50 | -50 | -50 | -50 | -50
| Unit 124 | Wind | 7.182 | 5191.1448 | 0 | -50 | -50 | -50 | -50 | -50 | -50 | -50 | -50
| Unit 125 | Wind | 10.878 | 5202.0228 | 0 | -50 | -50 | -50 | -50 | -50 | -50 | -50 | -50
| Unit 126 | Solar | 4.56 | 5206.5828 | -50 | 0 | -50 | -50 | -50 | -50 | -50 | -50 | -50
| Unit 127 | Wind | 1.61 | 5208.1928 | 0 | -50 | -50 | -50 | -50 | -50 | -50 | -50 | -50
| Unit 128 | Wind | 4.62 | 5212.8128 | 0 | -50 | -50 | -50 | -50 | -50 | -50 | -50 | -50
| Unit 129 | Wind | 12.74 | 5225.5528 | 0 | -50 | -50 | -50 | -50 | -50 | -50 | -50 | -50
| Unit 130 | Wind | 19.18 | 5244.7328 | 0 | -50 | -50 | -50 | -50 | -50 | -50 | -50 | -50
| Unit 131 | Wind | 8.54 | 5253.2728 | 0 | -50 | -50 | -50 | -50 | -50 | -50 | -50 | -50
| Unit 132 | Wind | 18.522 | 5271.7948 | 0 | -50 | -50 | -50 | -50 | -50 | -50 | -50 | -50
| Unit 133 | Wind | 11.76 | 5283.5548 | 0 | -50 | -50 | -50 | -50 | -50 | -50 | -50 | -50
| Unit 134 | Wind | 2.24 | 5285.7948 | 0 | -50 | -50 | -50 | -50 | -50 | -50 | -50 | -50
| Unit 135 | Wind | 4.83 | 5290.6248 | 0 | -50 | -50 | -50 | -50 | -50 | -50 | -50 | -50
| Unit 136 | Solar | 41.5006 | 5332.1254 | -50 | 0 | -50 | -50 | -50 | -50 | -50 | -50 | -50
| Unit 137 | Solar | 41.5006 | 5373.6259 | -50 | 0 | -50 | -50 | -50 | -50 | -50 | -50 | -50
| Unit 138 | Solar | 51.7666 | 5425.3925 | -50 | 0 | -50 | -50 | -50 | -50 | -50 | -50 | -50
| Unit 139 | Solar | 42.6041 | 5467.9966 | -50 | 0 | -50 | -50 | -50 | -50 | -50 | -50 | -50
| Unit 140 | Solar | 42.6041 | 5510.6006 | -50 | 0 | -50 | -50 | -50 | -50 | -50 | -50 | -50
| Unit 141 | Solar | 24.0384 | 5534.639 | -50 | 0 | -50 | -50 | -50 | -50 | -50 | -50 | -50
| Unit 142 | Solar | 42.5496 | 5577.1886 | -50 | 0 | -50 | -50 | -50 | -50 | -50 | -50 | -50
| Unit 143 | Solar | 63.4531 | 5640.6418 | -50 | 0 | -50 | -50 | -50 | -50 | -50 | -50 | -50
| Unit 144 | Solar | 51.8491 | 5692.4909 | -50 | 0 | -50 | -50 | -50 | -50 | -50 | -50 | -50
| Unit 145 | Solar | 7.5342 | 5700.0251 | -50 | 0 | -50 | -50 | -50 | -50 | -50 | -50 | -50
| Unit 146 | Solar | 7.3711 | 5707.3962 | -50 | 0 | -50 | -50 | -50 | -50 | -50 | -50 | -50
| Unit 147 | Solar | 64.4659 | 5771.8621 | -50 | 0 | -50 | -50 | -50 | -50 | -50 | -50 | -50
| Unit 148 | Solar | 59.3203 | 5831.1825 | -50 | 0 | -50 | -50 | -50 | -50 | -50 | -50 | -50
| Unit 149 | Solar | 59.3203 | 5890.5028 | -50 | 0 | -50 | -50 | -50 | -50 | -50 | -50 | -50
| Unit 150 | Wind | 13.1544 | 5903.6572 | 0 | -50 | -50 | -50 | -50 | -50 | -50 | -50 | -50
| Unit 151 | Solar | 2.64 | 5906.2972 | -50 | 0 | -50 | -50 | -50 | -50 | -50 | -50 | -50
| Unit 152 | Wind | 2.1 | 5908.3972 | 0 | -50 | -50 | -50 | -50 | -50 | -50 | -50 | -50
| Unit 153 | Wind | 2.8 | 5911.1972 | 0 | -50 | -50 | -50 | -50 | -50 | -50 | -50 | -50
| Unit 154 | Wind | 13.216 | 5924.4132 | 0 | -50 | -50 | -50 | -50 | -50 | -50 | -50 | -50
| Unit 155 | Wind | 17.64 | 5942.0532 | 0 | -50 | -50 | -50 | -50 | -50 | -50 | -50 | -50
| Unit 156 | Wind | 0.924 | 5942.9772 | 0 | -50 | -50 | -50 | -50 | -50 | -50 | -50 | -50
| Unit 157 | Nuclear | 852.19 | 6795.1672 | -50 | -50 | -50 | 12.0588 | -50 | -50 | -50 | -50 | -50
| Unit 158 | Nuclear | 1019.59 | 7814.7572 | -50 | -50 | -50 | 12.2063 | -50 | -50 | -50 | -50 | -50
| Unit 159 | Nuclear | 1025 | 8839.7572 | -50 | -50 | -50 | 12.3581 | -50 | -50 | -50 | -50 | -50
| Unit 160 | Nuclear | 621.22 | 9460.9772 | -50 | -50 | -50 | 12.4223 | -50 | -50 | -50 | -50 | -50
| Unit 161 | Nuclear | 580.53 | 10041.5072 | -50 | -50 | -50 | 12.5558 | -50 | -50 | -50 | -50 | -50
| Unit 162 | Nuclear | 1263.16 | 11304.6672 | -50 | -50 | -50 | 12.5958 | -50 | -50 | -50 | -50 | -50
| Unit 163 | CC | 272.89 | 11577.5572 | -50 | -50 | -50 | -50 | -50 | 22.1605 | -50 | -50 | -50
| Unit 164 | CC | 357.71 | 11935.2672 | -50 | -50 | -50 | -50 | -50 | 22.2029 | -50 | -50 | -50
| Unit 165 | CC | 706.45 | 12641.7172 | -50 | -50 | -50 | -50 | -50 | 22.3188 | -50 | -50 | -50
| Unit 166 | CC | 362.47 | 13004.1872 | -50 | -50 | -50 | -50 | -50 | 22.6422 | -50 | -50 | -50
| Unit 167 | CC | 272.89 | 13277.0772 | -50 | -50 | -50 | -50 | -50 | 22.8646 | -50 | -50 | -50
| Unit 168 | CC | 272.89 | 13549.9672 | -50 | -50 | -50 | -50 | -50 | 22.8704 | -50 | -50 | -50
| Unit 169 | CC | 141.85 | 13691.8172 | -50 | -50 | -50 | -50 | -50 | 23.1017 | -50 | -50 | -50
| Unit 170 | CC | 141.85 | 13833.6672 | -50 | -50 | -50 | -50 | -50 | 23.1535 | -50 | -50 | -50
| Unit 171 | CC | 313.22 | 14146.8872 | -50 | -50 | -50 | -50 | -50 | 23.1872 | -50 | -50 | -50
| Unit 172 | CC | 300.69 | 14447.5772 | -50 | -50 | -50 | -50 | -50 | 23.2234 | -50 | -50 | -50
| Unit 173 | CC | 361.92 | 14809.4972 | -50 | -50 | -50 | -50 | -50 | 23.2655 | -50 | -50 | -50
| Unit 174 | CC | 279.57 | 15089.0672 | -50 | -50 | -50 | -50 | -50 | 23.3104 | -50 | -50 | -50
| Unit 175 | CC | 279.57 | 15368.6372 | -50 | -50 | -50 | -50 | -50 | 23.3969 | -50 | -50 | -50
| Unit 176 | CC | 160.16 | 15528.7972 | -50 | -50 | -50 | -50 | -50 | 23.4156 | -50 | -50 | -50
| Unit 177 | CC | 400.99 | 15929.7872 | -50 | -50 | -50 | -50 | -50 | 23.4402 | -50 | -50 | -50
| Unit 178 | CC | 227.04 | 16156.8272 | -50 | -50 | -50 | -50 | -50 | 23.5423 | -50 | -50 | -50
| Unit 179 | CC | 82.6 | 16239.4272 | -50 | -50 | -50 | -50 | -50 | 23.8055 | -50 | -50 | -50
| Unit 180 | CC | 227.04 | 16466.4672 | -50 | -50 | -50 | -50 | -50 | 23.9886 | -50 | -50 | -50
| Unit 181 | CC | 174.64 | 16641.1072 | -50 | -50 | -50 | -50 | -50 | 24.5368 | -50 | -50 | -50
| Unit 182 | CC | 131.43 | 16772.5372 | -50 | -50 | -50 | -50 | -50 | 24.5714 | -50 | -50 | -50
| Unit 183 | CC | 131.43 | 16903.9672 | -50 | -50 | -50 | -50 | -50 | 24.5851 | -50 | -50 | -50
| Unit 184 | CC | 300.69 | 17204.6572 | -50 | -50 | -50 | -50 | -50 | 24.5948 | -50 | -50 | -50
| Unit 185 | CC | 235.67 | 17440.3272 | -50 | -50 | -50 | -50 | -50 | 24.9481 | -50 | -50 | -50
| Unit 186 | CC | 235.75 | 17676.0772 | -50 | -50 | -50 | -50 | -50 | 25.028 | -50 | -50 | -50
| Unit 187 | CC | 87.4 | 17763.4772 | -50 | -50 | -50 | -50 | -50 | 25.3728 | -50 | -50 | -50
| Unit 188 | CC | 215.7 | 17979.1772 | -50 | -50 | -50 | -50 | -50 | 25.3743 | -50 | -50 | -50
| Unit 189 | CC | 128.79 | 18107.9672 | -50 | -50 | -50 | -50 | -50 | 25.4408 | -50 | -50 | -50
| Unit 190 | CC | 236.07 | 18344.0372 | -50 | -50 | -50 | -50 | -50 | 25.4502 | -50 | -50 | -50
| Unit 191 | CC | 57.4 | 18401.4372 | -50 | -50 | -50 | -50 | -50 | 25.4805 | -50 | -50 | -50
| Unit 192 | CC | 235.75 | 18637.1872 | -50 | -50 | -50 | -50 | -50 | 25.5047 | -50 | -50 | -50
| Unit 193 | CC | 57.4 | 18694.5872 | -50 | -50 | -50 | -50 | -50 | 25.6642 | -50 | -50 | -50
| Unit 194 | CC | 86.5 | 18781.0872 | -50 | -50 | -50 | -50 | -50 | 25.6787 | -50 | -50 | -50
| Unit 195 | CC | 77.4 | 18858.4872 | -50 | -50 | -50 | -50 | -50 | 25.68 | -50 | -50 | -50
| Unit 196 | CC | 132.6 | 18991.0872 | -50 | -50 | -50 | -50 | -50 | 25.7171 | -50 | -50 | -50
| Unit 197 | CC | 132.6 | 19123.6872 | -50 | -50 | -50 | -50 | -50 | 26.1903 | -50 | -50 | -50
| Unit 198 | CC | 66.15 | 19189.8372 | -50 | -50 | -50 | -50 | -50 | 26.4462 | -50 | -50 | -50
| Unit 199 | CC | 76.9 | 19266.7372 | -50 | -50 | -50 | -50 | -50 | 26.4525 | -50 | -50 | -50
| Unit 200 | CC | 10.47 | 19277.2072 | -50 | -50 | -50 | -50 | -50 | 26.7848 | -50 | -50 | -50
| Unit 201 | CC | 10.47 | 19287.6772 | -50 | -50 | -50 | -50 | -50 | 26.8085 | -50 | -50 | -50
| Unit 202 | CC | 26.3 | 19313.9772 | -50 | -50 | -50 | -50 | -50 | 27.5127 | -50 | -50 | -50
| Unit 203 | CC | 26.3 | 19340.2772 | -50 | -50 | -50 | -50 | -50 | 27.5662 | -50 | -50 | -50
| Unit 204 | CC | 77.6 | 19417.8772 | -50 | -50 | -50 | -50 | -50 | 27.5905 | -50 | -50 | -50
| Unit 205 | CC | 65.77 | 19483.6472 | -50 | -50 | -50 | -50 | -50 | 27.6222 | -50 | -50 | -50
| Unit 206 | CC | 134.3 | 19617.9472 | -50 | -50 | -50 | -50 | -50 | 27.6987 | -50 | -50 | -50
| Unit 207 | CC | 74.7 | 19692.6472 | -50 | -50 | -50 | -50 | -50 | 28.0345 | -50 | -50 | -50
| Unit 208 | CC | 52.3 | 19744.9472 | -50 | -50 | -50 | -50 | -50 | 28.1874 | -50 | -50 | -50
| Unit 209 | CC | 65.77 | 19810.7172 | -50 | -50 | -50 | -50 | -50 | 28.6399 | -50 | -50 | -50
| Unit 210 | CC | 56.9 | 19867.6172 | -50 | -50 | -50 | -50 | -50 | 28.7224 | -50 | -50 | -50
| Unit 211 | CT Gas | 57.98 | 19925.5972 | -50 | -50 | -50 | -50 | -50 | -50 | -50 | 28.8036 | -50
| Unit 212 | CC | 43.45 | 19969.0472 | -50 | -50 | -50 | -50 | -50 | 29.0278 | -50 | -50 | -50
| Unit 213 | CC | 65.77 | 20034.8172 | -50 | -50 | -50 | -50 | -50 | 29.3583 | -50 | -50 | -50
| Unit 214 | CC | 43.45 | 20078.2672 | -50 | -50 | -50 | -50 | -50 | 29.3872 | -50 | -50 | -50
| Unit 215 | Other | 20.265 | 20098.5322 | -50 | -50 | -50 | -50 | -50 | -50 | -50 | -50 | 29.5681
| Unit 216 | Other | 10.808 | 20109.3402 | -50 | -50 | -50 | -50 | -50 | -50 | -50 | -50 | 29.5986
| Unit 217 | Other | 9.264 | 20118.6042 | -50 | -50 | -50 | -50 | -50 | -50 | -50 | -50 | 29.7129
| Unit 218 | CC | 145.29 | 20263.8942 | -50 | -50 | -50 | -50 | -50 | 29.8223 | -50 | -50 | -50
| Unit 219 | Other | 6.176 | 20270.0702 | -50 | -50 | -50 | -50 | -50 | -50 | -50 | -50 | 29.859
| Unit 220 | CT Gas | 57.98 | 20328.0502 | -50 | -50 | -50 | -50 | -50 | -50 | -50 | 29.8782 | -50
| Unit 221 | CT Gas | 57.98 | 20386.0302 | -50 | -50 | -50 | -50 | -50 | -50 | -50 | 29.8856 | -50
| Unit 222 | CC | 119.43 | 20505.4602 | -50 | -50 | -50 | -50 | -50 | 30.1982 | -50 | -50 | -50
| Unit 223 | CT Gas | 148 | 20653.4602 | -50 | -50 | -50 | -50 | -50 | -50 | -50 | 30.2665 | -50
| Unit 224 | CC | 145.29 | 20798.7502 | -50 | -50 | -50 | -50 | -50 | 30.2939 | -50 | -50 | -50
| Unit 225 | CC | 43.9 | 20842.6502 | -50 | -50 | -50 | -50 | -50 | 30.5907 | -50 | -50 | -50
| Unit 226 | CC | 47.23 | 20889.8802 | -50 | -50 | -50 | -50 | -50 | 30.6482 | -50 | -50 | -50
| Unit 227 | CC | 62.1 | 20951.9802 | -50 | -50 | -50 | -50 | -50 | 30.6688 | -50 | -50 | -50
| Unit 228 | CT Gas | 57.98 | 21009.9602 | -50 | -50 | -50 | -50 | -50 | -50 | -50 | 30.8662 | -50
| Unit 229 | CT Gas | 148.8 | 21158.7602 | -50 | -50 | -50 | -50 | -50 | -50 | -50 | 30.8849 | -50
| Unit 230 | CT Gas | 57.98 | 21216.7402 | -50 | -50 | -50 | -50 | -50 | -50 | -50 | 30.9853 | -50
| Unit 231 | CT Gas | 57.98 | 21274.7202 | -50 | -50 | -50 | -50 | -50 | -50 | -50 | 31.059 | -50
| Unit 232 | CC | 119.43 | 21394.1502 | -50 | -50 | -50 | -50 | -50 | 31.1415 | -50 | -50 | -50
| Unit 233 | CT Gas | 46.2 | 21440.3502 | -50 | -50 | -50 | -50 | -50 | -50 | -50 | 31.1471 | -50
| Unit 234 | CT Gas | 5.5 | 21445.8502 | -50 | -50 | -50 | -50 | -50 | -50 | -50 | 31.1479 | -50
| Unit 235 | CT Gas | 5.5 | 21451.3502 | -50 | -50 | -50 | -50 | -50 | -50 | -50 | 31.1643 | -50
| Unit 236 | ST / IC Gas | 394 | 21845.3502 | -50 | -50 | -50 | -50 | -50 | -50 | 31.1755 | -50 | -50
| Unit 237 | CT Gas | 57.98 | 21903.3302 | -50 | -50 | -50 | -50 | -50 | -50 | -50 | 31.3134 | -50
| Unit 238 | Other | 6.176 | 21909.5062 | -50 | -50 | -50 | -50 | -50 | -50 | -50 | -50 | 31.3186
| Unit 239 | CT Gas | 46.5 | 21956.0062 | -50 | -50 | -50 | -50 | -50 | -50 | -50 | 31.3608 | -50
| Unit 240 | CT Gas | 57.98 | 22013.9862 | -50 | -50 | -50 | -50 | -50 | -50 | -50 | 31.4866 | -50
| Unit 241 | CT Gas | 5.2 | 22019.1862 | -50 | -50 | -50 | -50 | -50 | -50 | -50 | 31.5104 | -50
| Unit 242 | CT Gas | 46.8 | 22065.9862 | -50 | -50 | -50 | -50 | -50 | -50 | -50 | 31.5598 | -50
| Unit 243 | ST / IC Gas | 333.11 | 22399.0962 | -50 | -50 | -50 | -50 | -50 | -50 | 31.5795 | -50 | -50
| Unit 244 | Other | 11.0975 | 22410.1937 | -50 | -50 | -50 | -50 | -50 | -50 | -50 | -50 | 31.6025
| Unit 245 | Other | 23.739 | 22433.9327 | -50 | -50 | -50 | -50 | -50 | -50 | -50 | -50 | 31.6482
| Unit 246 | CT Gas | 44.41 | 22478.3427 | -50 | -50 | -50 | -50 | -50 | -50 | -50 | 31.7462 | -50
| Unit 247 | CC | 49.8 | 22528.1427 | -50 | -50 | -50 | -50 | -50 | 31.7802 | -50 | -50 | -50
| Unit 248 | Other | 31.3625 | 22559.5052 | -50 | -50 | -50 | -50 | -50 | -50 | -50 | -50 | 31.7972
| Unit 249 | CC | 50.5 | 22610.0052 | -50 | -50 | -50 | -50 | -50 | 31.87 | -50 | -50 | -50
| Unit 250 | Other | 5.404 | 22615.4092 | -50 | -50 | -50 | -50 | -50 | -50 | -50 | -50 | 31.8853
| Unit 251 | Other | 8.2025 | 22623.6117 | -50 | -50 | -50 | -50 | -50 | -50 | -50 | -50 | 31.9337
| Unit 252 | CC | 74.23 | 22697.8417 | -50 | -50 | -50 | -50 | -50 | 32.0835 | -50 | -50 | -50
| Unit 253 | CC | 47.63 | 22745.4717 | -50 | -50 | -50 | -50 | -50 | 32.0843 | -50 | -50 | -50
| Unit 254 | CC | 49.4 | 22794.8717 | -50 | -50 | -50 | -50 | -50 | 32.2869 | -50 | -50 | -50
| Unit 255 | CT Gas | 6.2 | 22801.0717 | -50 | -50 | -50 | -50 | -50 | -50 | -50 | 32.3117 | -50
| Unit 256 | ST / IC Gas | 510.8 | 23311.8717 | -50 | -50 | -50 | -50 | -50 | -50 | 32.5517 | -50 | -50
| Unit 257 | ST / IC Gas | 232.49 | 23544.3617 | -50 | -50 | -50 | -50 | -50 | -50 | 32.613 | -50 | -50
| Unit 258 | ST / IC Gas | 391.2 | 23935.5617 | -50 | -50 | -50 | -50 | -50 | -50 | 32.7779 | -50 | -50
| Unit 259 | ST / IC Gas | 372.3 | 24307.8617 | -50 | -50 | -50 | -50 | -50 | -50 | 32.8095 | -50 | -50
| Unit 260 | Other | 14.0408 | 24321.9024 | -50 | -50 | -50 | -50 | -50 | -50 | -50 | -50 | 32.8724
| Unit 261 | ST / IC Gas | 397 | 24718.9024 | -50 | -50 | -50 | -50 | -50 | -50 | 33.0401 | -50 | -50
| Unit 262 | CT Gas | 47.2 | 24766.1024 | -50 | -50 | -50 | -50 | -50 | -50 | -50 | 33.1381 | -50
| Unit 263 | CT Gas | 44.6 | 24810.7024 | -50 | -50 | -50 | -50 | -50 | -50 | -50 | 33.1529 | -50
| Unit 264 | Other | 14.0408 | 24824.7432 | -50 | -50 | -50 | -50 | -50 | -50 | -50 | -50 | 33.1786
| Unit 265 | CT Gas | 40 | 24864.7432 | -50 | -50 | -50 | -50 | -50 | -50 | -50 | 33.3625 | -50
| Unit 266 | ST / IC Gas | 135.7 | 25000.4432 | -50 | -50 | -50 | -50 | -50 | -50 | 33.3697 | -50 | -50
| Unit 267 | Other | 69.673 | 25070.1162 | -50 | -50 | -50 | -50 | -50 | -50 | -50 | -50 | 33.3876
| Unit 268 | CT Gas | 47 | 25117.1162 | -50 | -50 | -50 | -50 | -50 | -50 | -50 | 33.4081 | -50
| Unit 269 | CT Gas | 46 | 25163.1162 | -50 | -50 | -50 | -50 | -50 | -50 | -50 | 33.4846 | -50
| Unit 270 | Other | 7.334 | 25170.4502 | -50 | -50 | -50 | -50 | -50 | -50 | -50 | -50 | 33.4853
| Unit 271 | ST / IC Gas | 376 | 25546.4502 | -50 | -50 | -50 | -50 | -50 | -50 | 33.7633 | -50 | -50
| Unit 272 | Other | 14.7645 | 25561.2147 | -50 | -50 | -50 | -50 | -50 | -50 | -50 | -50 | 33.8498
| Unit 273 | CT Gas | 44.09 | 25605.3047 | -50 | -50 | -50 | -50 | -50 | -50 | -50 | 33.8511 | -50
| Unit 274 | Other | 51.4345 | 25656.7392 | -50 | -50 | -50 | -50 | -50 | -50 | -50 | -50 | 33.8947
| Unit 275 | ST / IC Gas | 917.9 | 26574.6392 | -50 | -50 | -50 | -50 | -50 | -50 | 33.9719 | -50 | -50
| Unit 276 | Other | 6.176 | 26580.8152 | -50 | -50 | -50 | -50 | -50 | -50 | -50 | -50 | 34.4472
| Unit 277 | CT Gas | 40 | 26620.8152 | -50 | -50 | -50 | -50 | -50 | -50 | -50 | 34.5597 | -50
| Unit 278 | ST / IC Gas | 21.53 | 26642.3452 | -50 | -50 | -50 | -50 | -50 | -50 | 34.5875 | -50 | -50
| Unit 279 | ST / IC Gas | 192 | 26834.3452 | -50 | -50 | -50 | -50 | -50 | -50 | 34.8716 | -50 | -50
| Unit 280 | CT Gas | 43.3 | 26877.6452 | -50 | -50 | -50 | -50 | -50 | -50 | -50 | 34.882 | -50
| Unit 281 | Other | 16.984 | 26894.6292 | -50 | -50 | -50 | -50 | -50 | -50 | -50 | -50 | 34.9164
| Unit 282 | ST / IC Gas | 191.7 | 27086.3292 | -50 | -50 | -50 | -50 | -50 | -50 | 35.0664 | -50 | -50
| Unit 283 | CT Gas | 45.3 | 27131.6292 | -50 | -50 | -50 | -50 | -50 | -50 | -50 | 35.1589 | -50
| Unit 284 | CT Gas | 40.1 | 27171.7292 | -50 | -50 | -50 | -50 | -50 | -50 | -50 | 35.1739 | -50
| Unit 285 | ST / IC Gas | 363.99 | 27535.7192 | -50 | -50 | -50 | -50 | -50 | -50 | 35.2904 | -50 | -50
| Unit 286 | Other | 15.7295 | 27551.4487 | -50 | -50 | -50 | -50 | -50 | -50 | -50 | -50 | 35.3716
| Unit 287 | Other | 8.7815 | 27560.2302 | -50 | -50 | -50 | -50 | -50 | -50 | -50 | -50 | 35.3728
| Unit 288 | ST / IC Gas | 331.8 | 27892.0302 | -50 | -50 | -50 | -50 | -50 | -50 | 35.3758 | -50 | -50
| Unit 289 | Other | 5.1145 | 27897.1447 | -50 | -50 | -50 | -50 | -50 | -50 | -50 | -50 | 35.3873
| Unit 290 | Other | 7.141 | 27904.2857 | -50 | -50 | -50 | -50 | -50 | -50 | -50 | -50 | 35.3923
| Unit 291 | Other | 4.825 | 27909.1107 | -50 | -50 | -50 | -50 | -50 | -50 | -50 | -50 | 35.4005
| Unit 292 | Other | 4.632 | 27913.7427 | -50 | -50 | -50 | -50 | -50 | -50 | -50 | -50 | 35.4036
| Unit 293 | Other | 4.632 | 27918.3747 | -50 | -50 | -50 | -50 | -50 | -50 | -50 | -50 | 35.4298
| Unit 294 | ST / IC Gas | 551.1 | 28469.4747 | -50 | -50 | -50 | -50 | -50 | -50 | 35.5698 | -50 | -50
| Unit 295 | ST / IC Gas | 397.2 | 28866.6747 | -50 | -50 | -50 | -50 | -50 | -50 | 35.9731 | -50 | -50
| Unit 296 | CT Gas | 35.04 | 28901.7147 | -50 | -50 | -50 | -50 | -50 | -50 | -50 | 36.5263 | -50
| Unit 297 | CT Gas | 35.13 | 28936.8447 | -50 | -50 | -50 | -50 | -50 | -50 | -50 | 36.6332 | -50
| Unit 298 | CT Gas | 38.1 | 28974.9447 | -50 | -50 | -50 | -50 | -50 | -50 | -50 | 37.2201 | -50
| Unit 299 | ST / IC Gas | 528.6 | 29503.5447 | -50 | -50 | -50 | -50 | -50 | -50 | 37.4702 | -50 | -50
| Unit 300 | CT Gas | 52.7 | 29556.2447 | -50 | -50 | -50 | -50 | -50 | -50 | -50 | 37.5585 | -50
| Unit 301 | ST / IC Gas | 189.5 | 29745.7447 | -50 | -50 | -50 | -50 | -50 | -50 | 37.5699 | -50 | -50
| Unit 302 | CT Gas | 35.04 | 29780.7847 | -50 | -50 | -50 | -50 | -50 | -50 | -50 | 38.1474 | -50
| Unit 303 | ST / IC Gas | 195.7 | 29976.4847 | -50 | -50 | -50 | -50 | -50 | -50 | 38.259 | -50 | -50
| Unit 304 | CT Gas | 36.8 | 30013.2847 | -50 | -50 | -50 | -50 | -50 | -50 | -50 | 38.2731 | -50
| Unit 305 | CT Gas | 38 | 30051.2847 | -50 | -50 | -50 | -50 | -50 | -50 | -50 | 38.2936 | -50
| Unit 306 | Other | 4.632 | 30055.9167 | -50 | -50 | -50 | -50 | -50 | -50 | -50 | -50 | 39.8776
| Unit 307 | ST / IC Gas | 180.91 | 30236.8267 | -50 | -50 | -50 | -50 | -50 | -50 | 42.1604 | -50 | -50
| Unit 308 | CT Gas | 5.1 | 30241.9267 | -50 | -50 | -50 | -50 | -50 | -50 | -50 | 43.5898 | -50
| Unit 309 | Other | 17.4858 | 30259.4125 | -50 | -50 | -50 | -50 | -50 | -50 | -50 | -50 | 45.1107
| Unit 310 | ST Coal | 684.2 | 30943.6125 | -50 | -50 | -50 | -50 | 45.4496 | -50 | -50 | -50 | -50
| Unit 311 | CT Gas | 37.3 | 30980.9125 | -50 | -50 | -50 | -50 | -50 | -50 | -50 | 45.6483 | -50
| Unit 312 | ST / IC Gas | 61.5 | 31042.4125 | -50 | -50 | -50 | -50 | -50 | -50 | 45.9971 | -50 | -50
| Unit 313 | Other | 3.088 | 31045.5005 | -50 | -50 | -50 | -50 | -50 | -50 | -50 | -50 | 46.841
| Unit 314 | ST / IC Gas | 64.38 | 31109.8805 | -50 | -50 | -50 | -50 | -50 | -50 | 47.561 | -50 | -50
| Unit 315 | CT Gas | 15.86 | 31125.7405 | -50 | -50 | -50 | -50 | -50 | -50 | -50 | 47.8483 | -50
| Unit 316 | CT Gas | 36.4 | 31162.1405 | -50 | -50 | -50 | -50 | -50 | -50 | -50 | 48.5649 | -50
| Unit 317 | ST / IC Gas | 18.74 | 31180.8805 | -50 | -50 | -50 | -50 | -50 | -50 | 49.1107 | -50 | -50
| Unit 318 | CT Gas | 33.2 | 31214.0805 | -50 | -50 | -50 | -50 | -50 | -50 | -50 | 49.8146 | -50
| Unit 319 | CT Gas | 14 | 31228.0805 | -50 | -50 | -50 | -50 | -50 | -50 | -50 | 50.1889 | -50
| Unit 320 | CT Gas | 33.69 | 31261.7705 | -50 | -50 | -50 | -50 | -50 | -50 | -50 | 50.4114 | -50
| Unit 321 | CT Gas | 33.19 | 31294.9605 | -50 | -50 | -50 | -50 | -50 | -50 | -50 | 50.9669 | -50
| Unit 322 | CT Gas | 35.6 | 31330.5605 | -50 | -50 | -50 | -50 | -50 | -50 | -50 | 51.0256 | -50
| Unit 323 | CT Gas | 37 | 31367.5605 | -50 | -50 | -50 | -50 | -50 | -50 | -50 | 51.1048 | -50
| Unit 324 | CT Gas | 35.4 | 31402.9605 | -50 | -50 | -50 | -50 | -50 | -50 | -50 | 51.2755 | -50
| Unit 325 | CT Gas | 33.01 | 31435.9705 | -50 | -50 | -50 | -50 | -50 | -50 | -50 | 51.8703 | -50
| Unit 326 | CT Gas | 20.4 | 31456.3705 | -50 | -50 | -50 | -50 | -50 | -50 | -50 | 51.9808 | -50
| Unit 327 | CT Gas | 32.16 | 31488.5305 | -50 | -50 | -50 | -50 | -50 | -50 | -50 | 52.3775 | -50
| Unit 328 | CT Gas | 34.84 | 31523.3705 | -50 | -50 | -50 | -50 | -50 | -50 | -50 | 52.6363 | -50
| Unit 329 | CT Gas | 33.27 | 31556.6405 | -50 | -50 | -50 | -50 | -50 | -50 | -50 | 52.7332 | -50
| Unit 330 | CT Gas | 33.1 | 31589.7405 | -50 | -50 | -50 | -50 | -50 | -50 | -50 | 52.7912 | -50
| Unit 331 | CT Gas | 31.51 | 31621.2505 | -50 | -50 | -50 | -50 | -50 | -50 | -50 | 53.3721 | -50
| Unit 332 | CT Gas | 32.09 | 31653.3405 | -50 | -50 | -50 | -50 | -50 | -50 | -50 | 53.3825 | -50
| Unit 333 | CT Gas | 31.58 | 31684.9205 | -50 | -50 | -50 | -50 | -50 | -50 | -50 | 53.506 | -50
| Unit 334 | CT Gas | 30.69 | 31715.6105 | -50 | -50 | -50 | -50 | -50 | -50 | -50 | 54.3382 | -50
| Unit 335 | CT Gas | 16.2 | 31731.8105 | -50 | -50 | -50 | -50 | -50 | -50 | -50 | 54.5097 | -50
| Unit 336 | CT Gas | 30.72 | 31762.5305 | -50 | -50 | -50 | -50 | -50 | -50 | -50 | 54.7706 | -50
| Unit 337 | CT Gas | 17 | 31779.5305 | -50 | -50 | -50 | -50 | -50 | -50 | -50 | 56.2829 | -50
| Unit 338 | CT Gas | 17.6 | 31797.1305 | -50 | -50 | -50 | -50 | -50 | -50 | -50 | 56.3571 | -50
| Unit 339 | CT Gas | 16.1 | 31813.2305 | -50 | -50 | -50 | -50 | -50 | -50 | -50 | 56.431 | -50
| Unit 340 | CT Gas | 29.77 | 31843.0005 | -50 | -50 | -50 | -50 | -50 | -50 | -50 | 56.433 | -50
| Unit 341 | CT Gas | 30.7 | 31873.7005 | -50 | -50 | -50 | -50 | -50 | -50 | -50 | 56.5006 | -50
| Unit 342 | CT Gas | 17.3 | 31891.0005 | -50 | -50 | -50 | -50 | -50 | -50 | -50 | 56.8324 | -50
| Unit 343 | CT Gas | 17.3 | 31908.3005 | -50 | -50 | -50 | -50 | -50 | -50 | -50 | 57.5387 | -50
| Unit 344 | CT Gas | 18.9 | 31927.2005 | -50 | -50 | -50 | -50 | -50 | -50 | -50 | 57.6361 | -50
| Unit 345 | CT Gas | 19.4 | 31946.6005 | -50 | -50 | -50 | -50 | -50 | -50 | -50 | 57.9606 | -50
| Unit 346 | Other | 1.4475 | 31948.048 | -50 | -50 | -50 | -50 | -50 | -50 | -50 | -50 | 58.0207
| Unit 347 | CT Gas | 17 | 31965.048 | -50 | -50 | -50 | -50 | -50 | -50 | -50 | 58.0605 | -50
| Unit 348 | CT Gas | 16 | 31981.048 | -50 | -50 | -50 | -50 | -50 | -50 | -50 | 58.1071 | -50
| Unit 349 | CT Gas | 13.2 | 31994.248 | -50 | -50 | -50 | -50 | -50 | -50 | -50 | 58.3082 | -50
| Unit 350 | CT Gas | 15.2 | 32009.448 | -50 | -50 | -50 | -50 | -50 | -50 | -50 | 58.6417 | -50
| Unit 351 | CT Gas | 16.3 | 32025.748 | -50 | -50 | -50 | -50 | -50 | -50 | -50 | 58.7508 | -50
| Unit 352 | CT Gas | 15.3 | 32041.048 | -50 | -50 | -50 | -50 | -50 | -50 | -50 | 59.02 | -50
| Unit 353 | CT Gas | 15.2 | 32056.248 | -50 | -50 | -50 | -50 | -50 | -50 | -50 | 59.2881 | -50
| Unit 354 | CT Gas | 16 | 32072.248 | -50 | -50 | -50 | -50 | -50 | -50 | -50 | 59.4751 | -50
| Unit 355 | ST Coal | 153.5 | 32225.748 | -50 | -50 | -50 | -50 | 59.719 | -50 | -50 | -50 | -50
| Unit 356 | CT Gas | 9.5 | 32235.248 | -50 | -50 | -50 | -50 | -50 | -50 | -50 | 59.7191 | -50
| Unit 357 | CT Gas | 18.1 | 32253.348 | -50 | -50 | -50 | -50 | -50 | -50 | -50 | 59.8136 | -50
| Unit 358 | CT Gas | 14.8 | 32268.148 | -50 | -50 | -50 | -50 | -50 | -50 | -50 | 60.1249 | -50
| Unit 359 | CT Gas | 13.7 | 32281.848 | -50 | -50 | -50 | -50 | -50 | -50 | -50 | 60.1854 | -50
| Unit 360 | CT Gas | 16.7 | 32298.548 | -50 | -50 | -50 | -50 | -50 | -50 | -50 | 60.7016 | -50
| Unit 361 | CT Gas | 39.5 | 32338.048 | -50 | -50 | -50 | -50 | -50 | -50 | -50 | 60.8194 | -50
| Unit 362 | CT Gas | 16.4 | 32354.448 | -50 | -50 | -50 | -50 | -50 | -50 | -50 | 60.93 | -50
| Unit 363 | CT Gas | 14.8 | 32369.248 | -50 | -50 | -50 | -50 | -50 | -50 | -50 | 61.0313 | -50
| Unit 364 | CT Gas | 18.1 | 32387.348 | -50 | -50 | -50 | -50 | -50 | -50 | -50 | 61.3307 | -50
| Unit 365 | CT Gas | 18.2 | 32405.548 | -50 | -50 | -50 | -50 | -50 | -50 | -50 | 61.3901 | -50
| Unit 366 | CT Gas | 17.3 | 32422.848 | -50 | -50 | -50 | -50 | -50 | -50 | -50 | 61.4247 | -50
| Unit 367 | CT Gas | 17.6 | 32440.448 | -50 | -50 | -50 | -50 | -50 | -50 | -50 | 61.6939 | -50
| Unit 368 | Other | 6.176 | 32446.624 | -50 | -50 | -50 | -50 | -50 | -50 | -50 | -50 | 61.8904
| Unit 369 | CT Gas | 41.6 | 32488.224 | -50 | -50 | -50 | -50 | -50 | -50 | -50 | 61.9139 | -50
| Unit 370 | CT Gas | 16.1 | 32504.324 | -50 | -50 | -50 | -50 | -50 | -50 | -50 | 62.0325 | -50
| Unit 371 | CT Gas | 13.5 | 32517.824 | -50 | -50 | -50 | -50 | -50 | -50 | -50 | 62.2603 | -50
| Unit 372 | CT Gas | 38.8 | 32556.624 | -50 | -50 | -50 | -50 | -50 | -50 | -50 | 62.3801 | -50
| Unit 373 | CT Gas | 17.1 | 32573.724 | -50 | -50 | -50 | -50 | -50 | -50 | -50 | 62.422 | -50
| Unit 374 | CT Gas | 17 | 32590.724 | -50 | -50 | -50 | -50 | -50 | -50 | -50 | 62.7919 | -50
| Unit 375 | CT Gas | 16.2 | 32606.924 | -50 | -50 | -50 | -50 | -50 | -50 | -50 | 62.8773 | -50
| Unit 376 | CT Gas | 17.1 | 32624.024 | -50 | -50 | -50 | -50 | -50 | -50 | -50 | 62.9637 | -50
| Unit 377 | CT Gas | 12.9 | 32636.924 | -50 | -50 | -50 | -50 | -50 | -50 | -50 | 63.2386 | -50
| Unit 378 | CT Gas | 16.3 | 32653.224 | -50 | -50 | -50 | -50 | -50 | -50 | -50 | 63.4367 | -50
| Unit 379 | CT Gas | 16.8 | 32670.024 | -50 | -50 | -50 | -50 | -50 | -50 | -50 | 63.5045 | -50
| Unit 380 | CT Gas | 19.3 | 32689.324 | -50 | -50 | -50 | -50 | -50 | -50 | -50 | 64.2838 | -50
| Unit 381 | CT Gas | 16.9 | 32706.224 | -50 | -50 | -50 | -50 | -50 | -50 | -50 | 64.7382 | -50
| Unit 382 | CT Gas | 16.2 | 32722.424 | -50 | -50 | -50 | -50 | -50 | -50 | -50 | 65.5958 | -50
| Unit 383 | CT Gas | 14.4 | 32736.824 | -50 | -50 | -50 | -50 | -50 | -50 | -50 | 65.8281 | -50
| Unit 384 | CT Gas | 15.7 | 32752.524 | -50 | -50 | -50 | -50 | -50 | -50 | -50 | 66.0989 | -50
| Unit 385 | CT Gas | 16.6 | 32769.124 | -50 | -50 | -50 | -50 | -50 | -50 | -50 | 66.1964 | -50
| Unit 386 | CT Gas | 15.5 | 32784.624 | -50 | -50 | -50 | -50 | -50 | -50 | -50 | 67.0457 | -50
| Unit 387 | CT Gas | 15.5 | 32800.124 | -50 | -50 | -50 | -50 | -50 | -50 | -50 | 67.3012 | -50
| Unit 388 | CT Gas | 40.8 | 32840.924 | -50 | -50 | -50 | -50 | -50 | -50 | -50 | 68.0203 | -50
| Unit 389 | Other | 2.316 | 32843.24 | -50 | -50 | -50 | -50 | -50 | -50 | -50 | -50 | 72.5979
| Unit 390 | Other | 180.8 | 33024.04 | -50 | -50 | -50 | -50 | -50 | -50 | -50 | -50 | 98.8483
| Unit 391 | Other | 41.01 | 33065.05 | -50 | -50 | -50 | -50 | -50 | -50 | -50 | -50 | 120.1414
| Unit 392 | Other | 41.25 | 33106.3 | -50 | -50 | -50 | -50 | -50 | -50 | -50 | -50 | 121.9065
| Unit 393 | Other | 605.22 | 33711.52 | -50 | -50 | -50 | -50 | -50 | -50 | -50 | -50 | 123.6299
| Unit 394 | Other | 5.4 | 33716.92 | -50 | -50 | -50 | -50 | -50 | -50 | -50 | -50 | 127.4477
| Unit 395 | Other | 23.5 | 33740.42 | -50 | -50 | -50 | -50 | -50 | -50 | -50 | -50 | 128.532
| Unit 396 | Other | 1.2 | 33741.62 | -50 | -50 | -50 | -50 | -50 | -50 | -50 | -50 | 130.3125
| Unit 397 | Other | 8.94 | 33750.56 | -50 | -50 | -50 | -50 | -50 | -50 | -50 | -50 | 137.5752
| Unit 398 | Other | 49.4 | 33799.96 | -50 | -50 | -50 | -50 | -50 | -50 | -50 | -50 | 160.2457
| Unit 399 | Other | 18.9 | 33818.86 | -50 | -50 | -50 | -50 | -50 | -50 | -50 | -50 | 161.0779
| Unit 400 | Other | 18.5 | 33837.36 | -50 | -50 | -50 | -50 | -50 | -50 | -50 | -50 | 184.3403
| Unit 401 | Other | 14 | 33851.36 | -50 | -50 | -50 | -50 | -50 | -50 | -50 | -50 | 255.5064
| Unit 402 | Other | 15.9 | 33867.26 | -50 | -50 | -50 | -50 | -50 | -50 | -50 | -50 | 255.9465
| Unit 403 | Other | 14.8 | 33882.06 | -50 | -50 | -50 | -50 | -50 | -50 | -50 | -50 | 258.4436
| Unit 404 | Other | 14.2 | 33896.26 | -50 | -50 | -50 | -50 | -50 | -50 | -50 | -50 | 260.4789
| Unit 405 | Other | 14.3 | 33910.56 | -50 | -50 | -50 | -50 | -50 | -50 | -50 | -50 | 260.4904
| Unit 406 | Other | 14.3 | 33924.86 | -50 | -50 | -50 | -50 | -50 | -50 | -50 | -50 | 261.027
| Unit 407 | Other | 13.5 | 33938.36 | -50 | -50 | -50 | -50 | -50 | -50 | -50 | -50 | 267.7439
| Unit 408 | Other | 16 | 33954.36 | -50 | -50 | -50 | -50 | -50 | -50 | -50 | -50 | 269.1151
| Unit 409 | Other | 17.7 | 33972.06 | -50 | -50 | -50 | -50 | -50 | -50 | -50 | -50 | 272.3469
| Unit 410 | Other | 16.2 | 33988.26 | -50 | -50 | -50 | -50 | -50 | -50 | -50 | -50 | 273.4883
| Unit 411 | Other | 16.4 | 34004.66 | -50 | -50 | -50 | -50 | -50 | -50 | -50 | -50 | 273.6991
| Unit 412 | Other | 11.7 | 34016.36 | -50 | -50 | -50 | -50 | -50 | -50 | -50 | -50 | 295
| Unit 413 | Other | 13 | 34029.36 | -50 | -50 | -50 | -50 | -50 | -50 | -50 | -50 | 295
| Unit 414 | Other | 19 | 34048.36 | -50 | -50 | -50 | -50 | -50 | -50 | -50 | -50 | 295
| Unit 415 | ST Coal | 152.2 | 34200.56 | -50 | -50 | -50 | -50 | 295 | -50 | -50 | -50 | -50
| Unit 416 | Other | 47.55 | 34248.11 | -50 | -50 | -50 | -50 | -50 | -50 | -50 | -50 | 295
| Unit 417 | Other | 13.8 | 34261.91 | -50 | -50 | -50 | -50 | -50 | -50 | -50 | -50 | 295
| Unit 418 | Other | 53.5 | 34315.41 | -50 | -50 | -50 | -50 | -50 | -50 | -50 | -50 | 295
| Unit 419 | Other | 13.37 | 34328.78 | -50 | -50 | -50 | -50 | -50 | -50 | -50 | -50 | 295
| Unit 420 | Other | 7.9 | 34336.68 | -50 | -50 | -50 | -50 | -50 | -50 | -50 | -50 | 295
| Unit 421 | Other | 1.7 | 34338.38 | -50 | -50 | -50 | -50 | -50 | -50 | -50 | -50 | 295
| Unit 422 | Other | 13.9 | 34352.28 | -50 | -50 | -50 | -50 | -50 | -50 | -50 | -50 | 295
| Unit 423 | Other | 615.48 | 34967.76 | -50 | -50 | -50 | -50 | -50 | -50 | -50 | -50 | 295
| Unit 424 | Other | 43.3 | 35011.06 | -50 | -50 | -50 | -50 | -50 | -50 | -50 | -50 | 295
| Unit 425 | Other | 16.3 | 35027.36 | -50 | -50 | -50 | -50 | -50 | -50 | -50 | -50 | 295
| Unit 426 | Other | 9.3 | 35036.66 | -50 | -50 | -50 | -50 | -50 | -50 | -50 | -50 | 295
| Unit 427 | Other | 9.77 | 35046.43 | -50 | -50 | -50 | -50 | -50 | -50 | -50 | -50 | 295
| Unit 428 | Other | 79.24 | 35125.67 | -50 | -50 | -50 | -50 | -50 | -50 | -50 | -50 | 295
| Unit 429 | Other | 18.4 | 35144.07 | -50 | -50 | -50 | -50 | -50 | -50 | -50 | -50 | 295
| Unit 430 | Other | 20.5 | 35164.57 | -50 | -50 | -50 | -50 | -50 | -50 | -50 | -50 | 295
| Unit 431 | Other | 125.39 | 35289.96 | -50 | -50 | -50 | -50 | -50 | -50 | -50 | -50 | 295
| Unit 432 | Other | 48 | 35337.96 | -50 | -50 | -50 | -50 | -50 | -50 | -50 | -50 | 295
| Unit 433 | Other | 14.9 | 35352.86 | -50 | -50 | -50 | -50 | -50 | -50 | -50 | -50 | 295
| Unit 434 | Other | 78.8 | 35431.66 | -50 | -50 | -50 | -50 | -50 | -50 | -50 | -50 | 295
| Unit 435 | Other | 45.6 | 35477.26 | -50 | -50 | -50 | -50 | -50 | -50 | -50 | -50 | 295
| Unit 436 | Other | 14.9 | 35492.16 | -50 | -50 | -50 | -50 | -50 | -50 | -50 | -50 | 295
| Unit 437 | CT Gas | 16.6 | 35508.76 | -50 | -50 | -50 | -50 | -50 | -50 | -50 | 295 | -50
| Unit 438 | Other | 837.73 | 36346.49 | -50 | -50 | -50 | -50 | -50 | -50 | -50 | -50 | 295
| Unit 439 | Other | 79.28 | 36425.77 | -50 | -50 | -50 | -50 | -50 | -50 | -50 | -50 | 295
| Unit 440 | Other | 42.05 | 36467.82 | -50 | -50 | -50 | -50 | -50 | -50 | -50 | -50 | 295
| Unit 441 | Other | 833.21 | 37301.03 | -50 | -50 | -50 | -50 | -50 | -50 | -50 | -50 | 295
| Unit 442 | Other | 48.8 | 37349.83 | -50 | -50 | -50 | -50 | -50 | -50 | -50 | -50 | 295
| Unit 443 | Other | 53.82 | 37403.65 | -50 | -50 | -50 | -50 | -50 | -50 | -50 | -50 | 295
| Unit 444 | Other | 47.75 | 37451.4 | -50 | -50 | -50 | -50 | -50 | -50 | -50 | -50 | 295
| Unit 445 | Other | 47.62 | 37499.02 | -50 | -50 | -50 | -50 | -50 | -50 | -50 | -50 | 295
| Unit 446 | Other | 52.11 | 37551.13 | -50 | -50 | -50 | -50 | -50 | -50 | -50 | -50 | 295
| Unit 447 | Other | 13.7 | 37564.83 | -50 | -50 | -50 | -50 | -50 | -50 | -50 | -50 | 295
| Unit 448 | Other | 59.62 | 37624.45 | -50 | -50 | -50 | -50 | -50 | -50 | -50 | -50 | 295
| Unit 449 | Other | 53.04 | 37677.49 | -50 | -50 | -50 | -50 | -50 | -50 | -50 | -50 | 295
| Unit 450 | Other | 14.5 | 37691.99 | -50 | -50 | -50 | -50 | -50 | -50 | -50 | -50 | 295
| Unit 451 | Other | 14.2 | 37706.19 | -50 | -50 | -50 | -50 | -50 | -50 | -50 | -50 | 295
| Unit 452 | Other | 15.6 | 37721.79 | -50 | -50 | -50 | -50 | -50 | -50 | -50 | -50 | 295
| Unit 453 | Other | 15.8 | 37737.59 | -50 | -50 | -50 | -50 | -50 | -50 | -50 | -50 | 295
| Unit 454 | Other | 14.1 | 37751.69 | -50 | -50 | -50 | -50 | -50 | -50 | -50 | -50 | 295

## Supply Stack - PJM
Return to Index
Peak Load: 152,198 MW
Figure 20. Pennsylvania-New Jersey-Maryland Interconnection 2018 Supply Stack |  |  |  | Average Load: 92,547 MW
| ID | Type | Capacity | Cumulative Capacity | Wind | Solar | Hydro | Nuclear | Coal | CC | ST Gas | CT Gas | Other
| Unit 1 | Hydro | 2.9 | 2.9 | -50 | -50 | 0 | -50 | -50 | -50 | -50 | -50 | -50
| Unit 2 | Hydro | 70 | 72.9 | -50 | -50 | 0 | -50 | -50 | -50 | -50 | -50 | -50
| Unit 3 | Hydro | 105 | 177.9 | -50 | -50 | 0 | -50 | -50 | -50 | -50 | -50 | -50
| Unit 4 | Hydro | 44 | 221.9 | -50 | -50 | 0 | -50 | -50 | -50 | -50 | -50 | -50
| Unit 5 | Hydro | 19.6 | 241.5 | -50 | -50 | 0 | -50 | -50 | -50 | -50 | -50 | -50
| Unit 6 | Hydro | 9.2 | 250.7 | -50 | -50 | 0 | -50 | -50 | -50 | -50 | -50 | -50
| Unit 7 | Hydro | 9.2 | 259.9 | -50 | -50 | 0 | -50 | -50 | -50 | -50 | -50 | -50
| Unit 8 | Hydro | 42 | 301.9 | -50 | -50 | 0 | -50 | -50 | -50 | -50 | -50 | -50
| Unit 9 | Hydro | 15 | 316.9 | -50 | -50 | 0 | -50 | -50 | -50 | -50 | -50 | -50
| Unit 10 | Hydro | 20 | 336.9 | -50 | -50 | 0 | -50 | -50 | -50 | -50 | -50 | -50
| Unit 11 | Hydro | 80 | 416.9 | -50 | -50 | 0 | -50 | -50 | -50 | -50 | -50 | -50
| Unit 12 | Hydro | 40 | 456.9 | -50 | -50 | 0 | -50 | -50 | -50 | -50 | -50 | -50
| Unit 13 | Hydro | 37.4 | 494.3 | -50 | -50 | 0 | -50 | -50 | -50 | -50 | -50 | -50
| Unit 14 | Hydro | 3.6 | 497.9 | -50 | -50 | 0 | -50 | -50 | -50 | -50 | -50 | -50
| Unit 15 | Hydro | 5.2 | 503.1 | -50 | -50 | 0 | -50 | -50 | -50 | -50 | -50 | -50
| Unit 16 | Hydro | 47.4 | 550.5 | -50 | -50 | 0 | -50 | -50 | -50 | -50 | -50 | -50
| Unit 17 | Hydro | 348 | 898.5 | -50 | -50 | 0 | -50 | -50 | -50 | -50 | -50 | -50
| Unit 18 | Hydro | 5 | 903.5 | -50 | -50 | 0 | -50 | -50 | -50 | -50 | -50 | -50
| Unit 19 | Hydro | 44 | 947.5 | -50 | -50 | 0 | -50 | -50 | -50 | -50 | -50 | -50
| Unit 20 | Hydro | 21.7 | 969.2 | -50 | -50 | 0 | -50 | -50 | -50 | -50 | -50 | -50
| Unit 21 | Hydro | 12.2 | 981.4 | -50 | -50 | 0 | -50 | -50 | -50 | -50 | -50 | -50
| Unit 22 | Hydro | 8.4 | 989.8 | -50 | -50 | 0 | -50 | -50 | -50 | -50 | -50 | -50
| Unit 23 | Hydro | 1.9 | 991.7 | -50 | -50 | 0 | -50 | -50 | -50 | -50 | -50 | -50
| Unit 24 | Hydro | 3.4 | 995.1 | -50 | -50 | 0 | -50 | -50 | -50 | -50 | -50 | -50
| Unit 25 | Hydro | 10.8 | 1005.9 | -50 | -50 | 0 | -50 | -50 | -50 | -50 | -50 | -50
| Unit 26 | Hydro | 70.2 | 1076.1 | -50 | -50 | 0 | -50 | -50 | -50 | -50 | -50 | -50
| Unit 27 | Hydro | 25.6 | 1101.7 | -50 | -50 | 0 | -50 | -50 | -50 | -50 | -50 | -50
| Unit 28 | Hydro | 25.6 | 1127.3 | -50 | -50 | 0 | -50 | -50 | -50 | -50 | -50 | -50
| Unit 29 | Hydro | 3 | 1130.3 | -50 | -50 | 0 | -50 | -50 | -50 | -50 | -50 | -50
| Unit 30 | Hydro | 15.6 | 1145.9 | -50 | -50 | 0 | -50 | -50 | -50 | -50 | -50 | -50
| Unit 31 | Hydro | 32 | 1177.9 | -50 | -50 | 0 | -50 | -50 | -50 | -50 | -50 | -50
| Unit 32 | Hydro | 4.5 | 1182.4 | -50 | -50 | 0 | -50 | -50 | -50 | -50 | -50 | -50
| Unit 33 | Hydro | 24.5 | 1206.9 | -50 | -50 | 0 | -50 | -50 | -50 | -50 | -50 | -50
| Unit 34 | Hydro | 21.6 | 1228.5 | -50 | -50 | 0 | -50 | -50 | -50 | -50 | -50 | -50
| Unit 35 | Hydro | 74.8 | 1303.3 | -50 | -50 | 0 | -50 | -50 | -50 | -50 | -50 | -50
| Unit 36 | Hydro | 5.4 | 1308.7 | -50 | -50 | 0 | -50 | -50 | -50 | -50 | -50 | -50
| Unit 37 | Hydro | 225 | 1533.7 | -50 | -50 | 0 | -50 | -50 | -50 | -50 | -50 | -50
| Unit 38 | Hydro | 52 | 1585.7 | -50 | -50 | 0 | -50 | -50 | -50 | -50 | -50 | -50
| Unit 39 | Hydro | 1.6 | 1587.3 | -50 | -50 | 0 | -50 | -50 | -50 | -50 | -50 | -50
| Unit 40 | Hydro | 101 | 1688.3 | -50 | -50 | 0 | -50 | -50 | -50 | -50 | -50 | -50
| Unit 41 | Hydro | 7.5 | 1695.8 | -50 | -50 | 0 | -50 | -50 | -50 | -50 | -50 | -50
| Unit 42 | Hydro | 12.5 | 1708.3 | -50 | -50 | 0 | -50 | -50 | -50 | -50 | -50 | -50
| Unit 43 | Hydro | 3.4 | 1711.7 | -50 | -50 | 0 | -50 | -50 | -50 | -50 | -50 | -50
| Unit 44 | Hydro | 295.8 | 2007.5 | -50 | -50 | 0 | -50 | -50 | -50 | -50 | -50 | -50
| Unit 45 | Hydro | 7.8 | 2015.3 | -50 | -50 | 0 | -50 | -50 | -50 | -50 | -50 | -50
| Unit 46 | Hydro | 4.4 | 2019.7 | -50 | -50 | 0 | -50 | -50 | -50 | -50 | -50 | -50
| Unit 47 | Hydro | 548 | 2567.7 | -50 | -50 | 0 | -50 | -50 | -50 | -50 | -50 | -50
| Unit 48 | Hydro | 241.6 | 2809.3 | -50 | -50 | 0 | -50 | -50 | -50 | -50 | -50 | -50
| Unit 49 | Hydro | 417.5 | 3226.8 | -50 | -50 | 0 | -50 | -50 | -50 | -50 | -50 | -50
| Unit 50 | Wind | 10.4 | 3237.2 | 0 | -50 | -50 | -50 | -50 | -50 | -50 | -50 | -50
| Unit 51 | Wind | 9.1 | 3246.3 | 0 | -50 | -50 | -50 | -50 | -50 | -50 | -50 | -50
| Unit 52 | Wind | 19.435 | 3265.735 | 0 | -50 | -50 | -50 | -50 | -50 | -50 | -50 | -50
| Unit 53 | Solar | 30.4 | 3296.135 | -50 | 0 | -50 | -50 | -50 | -50 | -50 | -50 | -50
| Unit 54 | Wind | 1.95 | 3298.085 | 0 | -50 | -50 | -50 | -50 | -50 | -50 | -50 | -50
| Unit 55 | Wind | 11.115 | 3309.2 | 0 | -50 | -50 | -50 | -50 | -50 | -50 | -50 | -50
| Unit 56 | Wind | 10.4 | 3319.6 | 0 | -50 | -50 | -50 | -50 | -50 | -50 | -50 | -50
| Unit 57 | Wind | 6.552 | 3326.152 | 0 | -50 | -50 | -50 | -50 | -50 | -50 | -50 | -50
| Unit 58 | Wind | 10.92 | 3337.072 | 0 | -50 | -50 | -50 | -50 | -50 | -50 | -50 | -50
| Unit 59 | Wind | 2.145 | 3339.217 | 0 | -50 | -50 | -50 | -50 | -50 | -50 | -50 | -50
| Unit 60 | Wind | 31.122 | 3370.339 | 0 | -50 | -50 | -50 | -50 | -50 | -50 | -50 | -50
| Unit 61 | Wind | 0.234 | 3370.573 | 0 | -50 | -50 | -50 | -50 | -50 | -50 | -50 | -50
| Unit 62 | Wind | 0.234 | 3370.807 | 0 | -50 | -50 | -50 | -50 | -50 | -50 | -50 | -50
| Unit 63 | Wind | 0.234 | 3371.041 | 0 | -50 | -50 | -50 | -50 | -50 | -50 | -50 | -50
| Unit 64 | Wind | 19.5 | 3390.541 | 0 | -50 | -50 | -50 | -50 | -50 | -50 | -50 | -50
| Unit 65 | Wind | 4.485 | 3395.026 | 0 | -50 | -50 | -50 | -50 | -50 | -50 | -50 | -50
| Unit 66 | Wind | 4.94 | 3399.966 | 0 | -50 | -50 | -50 | -50 | -50 | -50 | -50 | -50
| Unit 67 | Solar | 23.94 | 3423.906 | -50 | 0 | -50 | -50 | -50 | -50 | -50 | -50 | -50
| Unit 68 | Solar | 9.88 | 3433.786 | -50 | 0 | -50 | -50 | -50 | -50 | -50 | -50 | -50
| Unit 69 | Solar | 63.878 | 3497.664 | -50 | 0 | -50 | -50 | -50 | -50 | -50 | -50 | -50
| Unit 70 | Solar | 1.7176 | 3499.3816 | -50 | 0 | -50 | -50 | -50 | -50 | -50 | -50 | -50
| Unit 71 | Solar | 13.1328 | 3512.5144 | -50 | 0 | -50 | -50 | -50 | -50 | -50 | -50 | -50
| Unit 72 | Solar | 9.31 | 3521.8244 | -50 | 0 | -50 | -50 | -50 | -50 | -50 | -50 | -50
| Unit 73 | Solar | 5.415 | 3527.2394 | -50 | 0 | -50 | -50 | -50 | -50 | -50 | -50 | -50
| Unit 74 | Solar | 69.3872 | 3596.6266 | -50 | 0 | -50 | -50 | -50 | -50 | -50 | -50 | -50
| Unit 75 | Solar | 375.82 | 3972.4466 | -50 | 0 | -50 | -50 | -50 | -50 | -50 | -50 | -50
| Unit 76 | Wind | 6.89 | 3979.3366 | 0 | -50 | -50 | -50 | -50 | -50 | -50 | -50 | -50
| Unit 77 | Wind | 9.1 | 3988.4366 | 0 | -50 | -50 | -50 | -50 | -50 | -50 | -50 | -50
| Unit 78 | Wind | 27.04 | 4015.4766 | 0 | -50 | -50 | -50 | -50 | -50 | -50 | -50 | -50
| Unit 79 | Solar | 7.6 | 4023.0766 | -50 | 0 | -50 | -50 | -50 | -50 | -50 | -50 | -50
| Unit 80 | Solar | 1.558 | 4024.6346 | -50 | 0 | -50 | -50 | -50 | -50 | -50 | -50 | -50
| Unit 81 | Wind | 13.065 | 4037.6996 | 0 | -50 | -50 | -50 | -50 | -50 | -50 | -50 | -50
| Unit 82 | Solar | 1.14 | 4038.8396 | -50 | 0 | -50 | -50 | -50 | -50 | -50 | -50 | -50
| Unit 83 | Solar | 0.57 | 4039.4096 | -50 | 0 | -50 | -50 | -50 | -50 | -50 | -50 | -50
| Unit 84 | Wind | 3.9 | 4043.3096 | 0 | -50 | -50 | -50 | -50 | -50 | -50 | -50 | -50
| Unit 85 | Wind | 3.51 | 4046.8196 | 0 | -50 | -50 | -50 | -50 | -50 | -50 | -50 | -50
| Unit 86 | Wind | 5.2 | 4052.0196 | 0 | -50 | -50 | -50 | -50 | -50 | -50 | -50 | -50
| Unit 87 | Wind | 39.039 | 4091.0586 | 0 | -50 | -50 | -50 | -50 | -50 | -50 | -50 | -50
| Unit 88 | Wind | 13 | 4104.0586 | 0 | -50 | -50 | -50 | -50 | -50 | -50 | -50 | -50
| Unit 89 | Wind | 26 | 4130.0586 | 0 | -50 | -50 | -50 | -50 | -50 | -50 | -50 | -50
| Unit 90 | Solar | 5.32 | 4135.3786 | -50 | 0 | -50 | -50 | -50 | -50 | -50 | -50 | -50
| Unit 91 | Solar | 7.6 | 4142.9786 | -50 | 0 | -50 | -50 | -50 | -50 | -50 | -50 | -50
| Unit 92 | Wind | 12.87 | 4155.8486 | 0 | -50 | -50 | -50 | -50 | -50 | -50 | -50 | -50
| Unit 93 | Wind | 6.63 | 4162.4786 | 0 | -50 | -50 | -50 | -50 | -50 | -50 | -50 | -50
| Unit 94 | Wind | 6.435 | 4168.9136 | 0 | -50 | -50 | -50 | -50 | -50 | -50 | -50 | -50
| Unit 95 | Wind | 1.365 | 4170.2786 | 0 | -50 | -50 | -50 | -50 | -50 | -50 | -50 | -50
| Unit 96 | Wind | 0.338 | 4170.6166 | 0 | -50 | -50 | -50 | -50 | -50 | -50 | -50 | -50
| Unit 97 | Wind | 10.4 | 4181.0166 | 0 | -50 | -50 | -50 | -50 | -50 | -50 | -50 | -50
| Unit 98 | Wind | 26 | 4207.0166 | 0 | -50 | -50 | -50 | -50 | -50 | -50 | -50 | -50
| Unit 99 | Solar | 2.09 | 4209.1066 | -50 | 0 | -50 | -50 | -50 | -50 | -50 | -50 | -50
| Unit 100 | Wind | 4.94 | 4214.0466 | 0 | -50 | -50 | -50 | -50 | -50 | -50 | -50 | -50
| Unit 101 | Wind | 10.4 | 4224.4466 | 0 | -50 | -50 | -50 | -50 | -50 | -50 | -50 | -50
| Unit 102 | Wind | 8.125 | 4232.5716 | 0 | -50 | -50 | -50 | -50 | -50 | -50 | -50 | -50
| Unit 103 | Wind | 0.975 | 4233.5466 | 0 | -50 | -50 | -50 | -50 | -50 | -50 | -50 | -50
| Unit 104 | Wind | 23.881 | 4257.4276 | 0 | -50 | -50 | -50 | -50 | -50 | -50 | -50 | -50
| Unit 105 | Solar | 1.9 | 4259.3276 | -50 | 0 | -50 | -50 | -50 | -50 | -50 | -50 | -50
| Unit 106 | Wind | 9.165 | 4268.4926 | 0 | -50 | -50 | -50 | -50 | -50 | -50 | -50 | -50
| Unit 107 | Wind | 12.688 | 4281.1806 | 0 | -50 | -50 | -50 | -50 | -50 | -50 | -50 | -50
| Unit 108 | Solar | 1.976 | 4283.1566 | -50 | 0 | -50 | -50 | -50 | -50 | -50 | -50 | -50
| Unit 109 | Solar | 1.368 | 4284.5246 | -50 | 0 | -50 | -50 | -50 | -50 | -50 | -50 | -50
| Unit 110 | Wind | 3.38 | 4287.9046 | 0 | -50 | -50 | -50 | -50 | -50 | -50 | -50 | -50
| Unit 111 | Wind | 13.26 | 4301.1646 | 0 | -50 | -50 | -50 | -50 | -50 | -50 | -50 | -50
| Unit 112 | Wind | 4.914 | 4306.0786 | 0 | -50 | -50 | -50 | -50 | -50 | -50 | -50 | -50
| Unit 113 | Solar | 7.6 | 4313.6786 | -50 | 0 | -50 | -50 | -50 | -50 | -50 | -50 | -50
| Unit 114 | Solar | 4.788 | 4318.4666 | -50 | 0 | -50 | -50 | -50 | -50 | -50 | -50 | -50
| Unit 115 | Wind | 1.092 | 4319.5586 | 0 | -50 | -50 | -50 | -50 | -50 | -50 | -50 | -50
| Unit 116 | Wind | 12.831 | 4332.3896 | 0 | -50 | -50 | -50 | -50 | -50 | -50 | -50 | -50
| Unit 117 | Wind | 25.9545 | 4358.3441 | 0 | -50 | -50 | -50 | -50 | -50 | -50 | -50 | -50
| Unit 118 | Wind | 12.87 | 4371.2141 | 0 | -50 | -50 | -50 | -50 | -50 | -50 | -50 | -50
| Unit 119 | Wind | 13.455 | 4384.6691 | 0 | -50 | -50 | -50 | -50 | -50 | -50 | -50 | -50
| Unit 120 | Solar | 0.15656 | 4384.8257 | -50 | 0 | -50 | -50 | -50 | -50 | -50 | -50 | -50
| Unit 121 | Wind | 18.304 | 4403.1297 | 0 | -50 | -50 | -50 | -50 | -50 | -50 | -50 | -50
| Unit 122 | Wind | 6.552 | 4409.6817 | 0 | -50 | -50 | -50 | -50 | -50 | -50 | -50 | -50
| Unit 123 | Wind | 0.624 | 4410.3057 | 0 | -50 | -50 | -50 | -50 | -50 | -50 | -50 | -50
| Unit 124 | Wind | 1.95 | 4412.2557 | 0 | -50 | -50 | -50 | -50 | -50 | -50 | -50 | -50
| Unit 125 | Wind | 16.9 | 4429.1557 | 0 | -50 | -50 | -50 | -50 | -50 | -50 | -50 | -50
| Unit 126 | Wind | 26 | 4455.1557 | 0 | -50 | -50 | -50 | -50 | -50 | -50 | -50 | -50
| Unit 127 | Solar | 5.206 | 4460.3617 | -50 | 0 | -50 | -50 | -50 | -50 | -50 | -50 | -50
| Unit 128 | Wind | 21.32 | 4481.6817 | 0 | -50 | -50 | -50 | -50 | -50 | -50 | -50 | -50
| Unit 129 | Wind | 13 | 4494.6817 | 0 | -50 | -50 | -50 | -50 | -50 | -50 | -50 | -50
| Unit 130 | Wind | 1.014 | 4495.6957 | 0 | -50 | -50 | -50 | -50 | -50 | -50 | -50 | -50
| Unit 131 | Wind | 20.8 | 4516.4957 | 0 | -50 | -50 | -50 | -50 | -50 | -50 | -50 | -50
| Unit 132 | Wind | 13.39 | 4529.8857 | 0 | -50 | -50 | -50 | -50 | -50 | -50 | -50 | -50
| Unit 133 | Solar | 58.8183 | 4588.704 | -50 | 0 | -50 | -50 | -50 | -50 | -50 | -50 | -50
| Unit 134 | Solar | 3.3497 | 4592.0537 | -50 | 0 | -50 | -50 | -50 | -50 | -50 | -50 | -50
| Unit 135 | Solar | 56.6022 | 4648.6559 | -50 | 0 | -50 | -50 | -50 | -50 | -50 | -50 | -50
| Unit 136 | Solar | 13.32 | 4661.9759 | -50 | 0 | -50 | -50 | -50 | -50 | -50 | -50 | -50
| Unit 137 | Solar | 0.25706 | 4662.2329 | -50 | 0 | -50 | -50 | -50 | -50 | -50 | -50 | -50
| Unit 138 | Solar | 54.3652 | 4716.5982 | -50 | 0 | -50 | -50 | -50 | -50 | -50 | -50 | -50
| Unit 139 | Solar | 54.3652 | 4770.9634 | -50 | 0 | -50 | -50 | -50 | -50 | -50 | -50 | -50
| Unit 140 | Solar | 54.3652 | 4825.3286 | -50 | 0 | -50 | -50 | -50 | -50 | -50 | -50 | -50
| Unit 141 | Solar | 56.8766 | 4882.2052 | -50 | 0 | -50 | -50 | -50 | -50 | -50 | -50 | -50
| Unit 142 | Solar | 45.3284 | 4927.5336 | -50 | 0 | -50 | -50 | -50 | -50 | -50 | -50 | -50
| Unit 143 | Solar | 45.3284 | 4972.862 | -50 | 0 | -50 | -50 | -50 | -50 | -50 | -50 | -50
| Unit 144 | Solar | 45.3284 | 5018.1905 | -50 | 0 | -50 | -50 | -50 | -50 | -50 | -50 | -50
| Unit 145 | Solar | 59.4327 | 5077.6231 | -50 | 0 | -50 | -50 | -50 | -50 | -50 | -50 | -50
| Unit 146 | Solar | 59.4327 | 5137.0558 | -50 | 0 | -50 | -50 | -50 | -50 | -50 | -50 | -50
| Unit 147 | Solar | 62.3781 | 5199.434 | -50 | 0 | -50 | -50 | -50 | -50 | -50 | -50 | -50
| Unit 148 | Solar | 62.3781 | 5261.8121 | -50 | 0 | -50 | -50 | -50 | -50 | -50 | -50 | -50
| Unit 149 | Solar | 62.3781 | 5324.1902 | -50 | 0 | -50 | -50 | -50 | -50 | -50 | -50 | -50
| Unit 150 | Solar | 7.3467 | 5331.537 | -50 | 0 | -50 | -50 | -50 | -50 | -50 | -50 | -50
| Unit 151 | Solar | 3.7083 | 5335.2453 | -50 | 0 | -50 | -50 | -50 | -50 | -50 | -50 | -50
| Unit 152 | Solar | 43.0346 | 5378.2798 | -50 | 0 | -50 | -50 | -50 | -50 | -50 | -50 | -50
| Unit 153 | Solar | 43.0346 | 5421.3144 | -50 | 0 | -50 | -50 | -50 | -50 | -50 | -50 | -50
| Unit 154 | Solar | 20.1907 | 5441.5051 | -50 | 0 | -50 | -50 | -50 | -50 | -50 | -50 | -50
| Unit 155 | Solar | 16.3212 | 5457.8263 | -50 | 0 | -50 | -50 | -50 | -50 | -50 | -50 | -50
| Unit 156 | Solar | 49.22 | 5507.0463 | -50 | 0 | -50 | -50 | -50 | -50 | -50 | -50 | -50
| Unit 157 | Solar | 44.0192 | 5551.0655 | -50 | 0 | -50 | -50 | -50 | -50 | -50 | -50 | -50
| Unit 158 | Solar | 44.0192 | 5595.0847 | -50 | 0 | -50 | -50 | -50 | -50 | -50 | -50 | -50
| Unit 159 | Solar | 44.0192 | 5639.1039 | -50 | 0 | -50 | -50 | -50 | -50 | -50 | -50 | -50
| Unit 160 | Solar | 10.5304 | 5649.6343 | -50 | 0 | -50 | -50 | -50 | -50 | -50 | -50 | -50
| Unit 161 | Solar | 26.7419 | 5676.3761 | -50 | 0 | -50 | -50 | -50 | -50 | -50 | -50 | -50
| Unit 162 | Solar | 26.7419 | 5703.118 | -50 | 0 | -50 | -50 | -50 | -50 | -50 | -50 | -50
| Unit 163 | Solar | 8.2557 | 5711.3737 | -50 | 0 | -50 | -50 | -50 | -50 | -50 | -50 | -50
| Unit 164 | Solar | 39.1908 | 5750.5645 | -50 | 0 | -50 | -50 | -50 | -50 | -50 | -50 | -50
| Unit 165 | Solar | 39.1908 | 5789.7554 | -50 | 0 | -50 | -50 | -50 | -50 | -50 | -50 | -50
| Unit 166 | Solar | 2.0014 | 5791.7568 | -50 | 0 | -50 | -50 | -50 | -50 | -50 | -50 | -50
| Unit 167 | Solar | 10.4139 | 5802.1707 | -50 | 0 | -50 | -50 | -50 | -50 | -50 | -50 | -50
| Unit 168 | Solar | 6.5314 | 5808.7021 | -50 | 0 | -50 | -50 | -50 | -50 | -50 | -50 | -50
| Unit 169 | Solar | 4.4559 | 5813.158 | -50 | 0 | -50 | -50 | -50 | -50 | -50 | -50 | -50
| Unit 170 | Solar | 29.0564 | 5842.2144 | -50 | 0 | -50 | -50 | -50 | -50 | -50 | -50 | -50
| Unit 171 | Solar | 8.9497 | 5851.1641 | -50 | 0 | -50 | -50 | -50 | -50 | -50 | -50 | -50
| Unit 172 | Solar | 58.8183 | 5909.9824 | -50 | 0 | -50 | -50 | -50 | -50 | -50 | -50 | -50
| Unit 173 | Wind | 29.25 | 5939.2324 | 0 | -50 | -50 | -50 | -50 | -50 | -50 | -50 | -50
| Unit 174 | Wind | 33.15 | 5972.3824 | 0 | -50 | -50 | -50 | -50 | -50 | -50 | -50 | -50
| Unit 175 | Solar | 3.838 | 5976.2204 | -50 | 0 | -50 | -50 | -50 | -50 | -50 | -50 | -50
| Unit 176 | Wind | 3.9 | 5980.1204 | 0 | -50 | -50 | -50 | -50 | -50 | -50 | -50 | -50
| Unit 177 | Wind | 4.914 | 5985.0344 | 0 | -50 | -50 | -50 | -50 | -50 | -50 | -50 | -50
| Unit 178 | Solar | 7.6 | 5992.6344 | -50 | 0 | -50 | -50 | -50 | -50 | -50 | -50 | -50
| Unit 179 | Wind | 22.75 | 6015.3844 | 0 | -50 | -50 | -50 | -50 | -50 | -50 | -50 | -50
| Unit 180 | Wind | 7.15 | 6022.5344 | 0 | -50 | -50 | -50 | -50 | -50 | -50 | -50 | -50
| Unit 181 | Solar | 1.14 | 6023.6744 | -50 | 0 | -50 | -50 | -50 | -50 | -50 | -50 | -50
| Unit 182 | Wind | 9.36 | 6033.0344 | 0 | -50 | -50 | -50 | -50 | -50 | -50 | -50 | -50
| Unit 183 | Solar | 4.484 | 6037.5184 | -50 | 0 | -50 | -50 | -50 | -50 | -50 | -50 | -50
| Unit 184 | Solar | 2.47 | 6039.9884 | -50 | 0 | -50 | -50 | -50 | -50 | -50 | -50 | -50
| Unit 185 | Wind | 5.187 | 6045.1754 | 0 | -50 | -50 | -50 | -50 | -50 | -50 | -50 | -50
| Unit 186 | Solar | 0.988 | 6046.1634 | -50 | 0 | -50 | -50 | -50 | -50 | -50 | -50 | -50
| Unit 187 | Wind | 4.94 | 6051.1034 | 0 | -50 | -50 | -50 | -50 | -50 | -50 | -50 | -50
| Unit 188 | Solar | 2.66 | 6053.7634 | -50 | 0 | -50 | -50 | -50 | -50 | -50 | -50 | -50
| Unit 189 | Wind | 6.5 | 6060.2634 | 0 | -50 | -50 | -50 | -50 | -50 | -50 | -50 | -50
| Unit 190 | Wind | 14.235 | 6074.4984 | 0 | -50 | -50 | -50 | -50 | -50 | -50 | -50 | -50
| Unit 191 | Solar | 1.9 | 6076.3984 | -50 | 0 | -50 | -50 | -50 | -50 | -50 | -50 | -50
| Unit 192 | Wind | 1.17 | 6077.5684 | 0 | -50 | -50 | -50 | -50 | -50 | -50 | -50 | -50
| Unit 193 | Wind | 5.98 | 6083.5484 | 0 | -50 | -50 | -50 | -50 | -50 | -50 | -50 | -50
| Unit 194 | Solar | 3.8 | 6087.3484 | -50 | 0 | -50 | -50 | -50 | -50 | -50 | -50 | -50
| Unit 195 | Wind | 0.78 | 6088.1284 | 0 | -50 | -50 | -50 | -50 | -50 | -50 | -50 | -50
| Unit 196 | Wind | 6.825 | 6094.9534 | 0 | -50 | -50 | -50 | -50 | -50 | -50 | -50 | -50
| Unit 197 | Wind | 39 | 6133.9534 | 0 | -50 | -50 | -50 | -50 | -50 | -50 | -50 | -50
| Unit 198 | Solar | 0.646 | 6134.5994 | -50 | 0 | -50 | -50 | -50 | -50 | -50 | -50 | -50
| Unit 199 | Solar | 6.08 | 6140.6794 | -50 | 0 | -50 | -50 | -50 | -50 | -50 | -50 | -50
| Unit 200 | Wind | 12.87 | 6153.5494 | 0 | -50 | -50 | -50 | -50 | -50 | -50 | -50 | -50
| Unit 201 | Solar | 6.08 | 6159.6294 | -50 | 0 | -50 | -50 | -50 | -50 | -50 | -50 | -50
| Unit 202 | Wind | 13.26 | 6172.8894 | 0 | -50 | -50 | -50 | -50 | -50 | -50 | -50 | -50
| Unit 203 | Wind | 25.74 | 6198.6294 | 0 | -50 | -50 | -50 | -50 | -50 | -50 | -50 | -50
| Unit 204 | Wind | 25.74 | 6224.3694 | 0 | -50 | -50 | -50 | -50 | -50 | -50 | -50 | -50
| Unit 205 | Wind | 25.74 | 6250.1094 | 0 | -50 | -50 | -50 | -50 | -50 | -50 | -50 | -50
| Unit 206 | Wind | 18.122 | 6268.2314 | 0 | -50 | -50 | -50 | -50 | -50 | -50 | -50 | -50
| Unit 207 | Solar | 0.76 | 6268.9914 | -50 | 0 | -50 | -50 | -50 | -50 | -50 | -50 | -50
| Unit 208 | Solar | 0.76 | 6269.7514 | -50 | 0 | -50 | -50 | -50 | -50 | -50 | -50 | -50
| Unit 209 | Solar | 1.14 | 6270.8914 | -50 | 0 | -50 | -50 | -50 | -50 | -50 | -50 | -50
| Unit 210 | Solar | 1.9 | 6272.7914 | -50 | 0 | -50 | -50 | -50 | -50 | -50 | -50 | -50
| Unit 211 | Wind | 8.385 | 6281.1764 | 0 | -50 | -50 | -50 | -50 | -50 | -50 | -50 | -50
| Unit 212 | Wind | 25.961 | 6307.1374 | 0 | -50 | -50 | -50 | -50 | -50 | -50 | -50 | -50
| Unit 213 | Wind | 3.12 | 6310.2574 | 0 | -50 | -50 | -50 | -50 | -50 | -50 | -50 | -50
| Unit 214 | Solar | 4.56 | 6314.8174 | -50 | 0 | -50 | -50 | -50 | -50 | -50 | -50 | -50
| Unit 215 | Solar | 1.938 | 6316.7554 | -50 | 0 | -50 | -50 | -50 | -50 | -50 | -50 | -50
| Unit 216 | ST Coal | 586 | 6902.7554 | -50 | -50 | -50 | -50 | 10.247 | -50 | -50 | -50 | -50
| Unit 217 | ST Coal | 28.77 | 6931.5254 | -50 | -50 | -50 | -50 | 11.0043 | -50 | -50 | -50 | -50
| Unit 218 | ST Coal | 499.64 | 7431.1654 | -50 | -50 | -50 | -50 | 11.1197 | -50 | -50 | -50 | -50
| Unit 219 | Nuclear | 799 | 8230.1654 | -50 | -50 | -50 | 11.5207 | -50 | -50 | -50 | -50 | -50
| Unit 220 | Nuclear | 799 | 9029.1654 | -50 | -50 | -50 | 11.5207 | -50 | -50 | -50 | -50 | -50
| Unit 221 | Nuclear | 1026.16 | 10055.3254 | -50 | -50 | -50 | 12.0302 | -50 | -50 | -50 | -50 | -50
| Unit 222 | Nuclear | 1026.16 | 11081.4854 | -50 | -50 | -50 | 12.0302 | -50 | -50 | -50 | -50 | -50
| Unit 223 | Nuclear | 1255.64 | 12337.1254 | -50 | -50 | -50 | 12.196 | -50 | -50 | -50 | -50 | -50
| Unit 224 | Nuclear | 878.98 | 13216.1054 | -50 | -50 | -50 | 12.2053 | -50 | -50 | -50 | -50 | -50
| Unit 225 | ST Coal | 79.6 | 13295.7054 | -50 | -50 | -50 | -50 | 12.2403 | -50 | -50 | -50 | -50
| Unit 226 | ST Coal | 71.22 | 13366.9254 | -50 | -50 | -50 | -50 | 12.3417 | -50 | -50 | -50 | -50
| Unit 227 | Nuclear | 586.25 | 13953.1754 | -50 | -50 | -50 | 12.3475 | -50 | -50 | -50 | -50 | -50
| Unit 228 | Nuclear | 846.04 | 14799.2154 | -50 | -50 | -50 | 12.4307 | -50 | -50 | -50 | -50 | -50
| Unit 229 | Nuclear | 1077 | 15876.2154 | -50 | -50 | -50 | 12.5117 | -50 | -50 | -50 | -50 | -50
| Unit 230 | Nuclear | 1008.99 | 16885.2054 | -50 | -50 | -50 | 12.5454 | -50 | -50 | -50 | -50 | -50
| Unit 231 | Nuclear | 1136 | 18021.2054 | -50 | -50 | -50 | 12.5714 | -50 | -50 | -50 | -50 | -50
| Unit 232 | Nuclear | 1218.57 | 19239.7754 | -50 | -50 | -50 | 12.6354 | -50 | -50 | -50 | -50 | -50
| Unit 233 | Nuclear | 1178.04 | 20417.8154 | -50 | -50 | -50 | 12.6717 | -50 | -50 | -50 | -50 | -50
| Unit 234 | Nuclear | 1152.01 | 21569.8254 | -50 | -50 | -50 | 12.6717 | -50 | -50 | -50 | -50 | -50
| Unit 235 | Nuclear | 1214.48 | 22784.3054 | -50 | -50 | -50 | 12.6817 | -50 | -50 | -50 | -50 | -50
| Unit 236 | Nuclear | 891.96 | 23676.2654 | -50 | -50 | -50 | 12.7104 | -50 | -50 | -50 | -50 | -50
| Unit 237 | Nuclear | 1164 | 24840.2654 | -50 | -50 | -50 | 12.772 | -50 | -50 | -50 | -50 | -50
| Unit 238 | ST Coal | 40.76 | 24881.0254 | -50 | -50 | -50 | -50 | 12.7818 | -50 | -50 | -50 | -50
| Unit 239 | Nuclear | 1130 | 26011.0254 | -50 | -50 | -50 | 12.8065 | -50 | -50 | -50 | -50 | -50
| Unit 240 | Nuclear | 1258.63 | 27269.6554 | -50 | -50 | -50 | 12.8077 | -50 | -50 | -50 | -50 | -50
| Unit 241 | ST Coal | 66.07 | 27335.7254 | -50 | -50 | -50 | -50 | 12.8121 | -50 | -50 | -50 | -50
| Unit 242 | Nuclear | 1072.41 | 28408.1354 | -50 | -50 | -50 | 12.8761 | -50 | -50 | -50 | -50 | -50
| Unit 243 | Nuclear | 1061 | 29469.1354 | -50 | -50 | -50 | 12.8961 | -50 | -50 | -50 | -50 | -50
| Unit 244 | Nuclear | 1174.04 | 30643.1754 | -50 | -50 | -50 | 12.8981 | -50 | -50 | -50 | -50 | -50
| Unit 245 | Nuclear | 1258.63 | 31901.8054 | -50 | -50 | -50 | 12.9128 | -50 | -50 | -50 | -50 | -50
| Unit 246 | ST Coal | 84.39 | 31986.1954 | -50 | -50 | -50 | -50 | 12.913 | -50 | -50 | -50 | -50
| Unit 247 | Nuclear | 946 | 32932.1954 | -50 | -50 | -50 | 12.9197 | -50 | -50 | -50 | -50 | -50
| Unit 248 | Nuclear | 899.03 | 33831.2254 | -50 | -50 | -50 | 12.94 | -50 | -50 | -50 | -50 | -50
| Unit 249 | Nuclear | 1118.04 | 34949.2654 | -50 | -50 | -50 | 12.9513 | -50 | -50 | -50 | -50 | -50
| Unit 250 | Nuclear | 1110.88 | 36060.1454 | -50 | -50 | -50 | 12.9793 | -50 | -50 | -50 | -50 | -50
| Unit 251 | Nuclear | 1125.9 | 37186.0454 | -50 | -50 | -50 | 13.0776 | -50 | -50 | -50 | -50 | -50
| Unit 252 | ST Coal | 105.49 | 37291.5354 | -50 | -50 | -50 | -50 | 13.1637 | -50 | -50 | -50 | -50
| Unit 253 | Nuclear | 786 | 38077.5354 | -50 | -50 | -50 | 13.1699 | -50 | -50 | -50 | -50 | -50
| Unit 254 | ST Coal | 82.95 | 38160.4854 | -50 | -50 | -50 | -50 | 13.2732 | -50 | -50 | -50 | -50
| Unit 255 | ST Coal | 76.72 | 38237.2054 | -50 | -50 | -50 | -50 | 13.2946 | -50 | -50 | -50 | -50
| Unit 256 | Nuclear | 905 | 39142.2054 | -50 | -50 | -50 | 13.3095 | -50 | -50 | -50 | -50 | -50
| Unit 257 | Nuclear | 905 | 40047.2054 | -50 | -50 | -50 | 13.3298 | -50 | -50 | -50 | -50 | -50
| Unit 258 | Nuclear | 867 | 40914.2054 | -50 | -50 | -50 | 13.4604 | -50 | -50 | -50 | -50 | -50
| Unit 259 | Nuclear | 867 | 41781.2054 | -50 | -50 | -50 | 13.4855 | -50 | -50 | -50 | -50 | -50
| Unit 260 | ST Coal | 76.72 | 41857.9254 | -50 | -50 | -50 | -50 | 13.5076 | -50 | -50 | -50 | -50
| Unit 261 | ST Coal | 96.8 | 41954.7254 | -50 | -50 | -50 | -50 | 13.6651 | -50 | -50 | -50 | -50
| Unit 262 | ST Coal | 47 | 42001.7254 | -50 | -50 | -50 | -50 | 13.8112 | -50 | -50 | -50 | -50
| Unit 263 | ST Coal | 54.66 | 42056.3854 | -50 | -50 | -50 | -50 | 14.1473 | -50 | -50 | -50 | -50
| Unit 264 | ST Coal | 130.42 | 42186.8054 | -50 | -50 | -50 | -50 | 15.1613 | -50 | -50 | -50 | -50
| Unit 265 | CC | 837.64 | 43024.4454 | -50 | -50 | -50 | -50 | -50 | 15.413 | -50 | -50 | -50
| Unit 266 | CC | 741.88 | 43766.3254 | -50 | -50 | -50 | -50 | -50 | 17.2209 | -50 | -50 | -50
| Unit 267 | CC | 837 | 44603.3254 | -50 | -50 | -50 | -50 | -50 | 17.746 | -50 | -50 | -50
| Unit 268 | CC | 700 | 45303.3254 | -50 | -50 | -50 | -50 | -50 | 18.041 | -50 | -50 | -50
| Unit 269 | CT Gas | 5 | 45308.3254 | -50 | -50 | -50 | -50 | -50 | -50 | -50 | 18.0592 | -50
| Unit 270 | CC | 254.51 | 45562.8354 | -50 | -50 | -50 | -50 | -50 | 18.1751 | -50 | -50 | -50
| Unit 271 | CC | 254.51 | 45817.3454 | -50 | -50 | -50 | -50 | -50 | 18.2209 | -50 | -50 | -50
| Unit 272 | CT Gas | 5 | 45822.3454 | -50 | -50 | -50 | -50 | -50 | -50 | -50 | 18.2804 | -50
| Unit 273 | CT Gas | 5 | 45827.3454 | -50 | -50 | -50 | -50 | -50 | -50 | -50 | 18.2804 | -50
| Unit 274 | CC | 241.63 | 46068.9754 | -50 | -50 | -50 | -50 | -50 | 18.2916 | -50 | -50 | -50
| Unit 275 | CC | 116.34 | 46185.3154 | -50 | -50 | -50 | -50 | -50 | 18.6254 | -50 | -50 | -50
| Unit 276 | CC | 296.91 | 46482.2254 | -50 | -50 | -50 | -50 | -50 | 18.6313 | -50 | -50 | -50
| Unit 277 | CC | 296.91 | 46779.1354 | -50 | -50 | -50 | -50 | -50 | 18.682 | -50 | -50 | -50
| Unit 278 | CC | 1231.11 | 48010.2454 | -50 | -50 | -50 | -50 | -50 | 18.7027 | -50 | -50 | -50
| Unit 279 | CC | 1124 | 49134.2454 | -50 | -50 | -50 | -50 | -50 | 18.7128 | -50 | -50 | -50
| Unit 280 | CC | 269.99 | 49404.2354 | -50 | -50 | -50 | -50 | -50 | 18.7585 | -50 | -50 | -50
| Unit 281 | CC | 475 | 49879.2354 | -50 | -50 | -50 | -50 | -50 | 18.7655 | -50 | -50 | -50
| Unit 282 | CC | 1196.5 | 51075.7354 | -50 | -50 | -50 | -50 | -50 | 18.8113 | -50 | -50 | -50
| Unit 283 | ST Coal | 43 | 51118.7354 | -50 | -50 | -50 | -50 | 18.9071 | -50 | -50 | -50 | -50
| Unit 284 | ST Coal | 652 | 51770.7354 | -50 | -50 | -50 | -50 | 18.946 | -50 | -50 | -50 | -50
| Unit 285 | ST Coal | 651.02 | 52421.7554 | -50 | -50 | -50 | -50 | 19.0512 | -50 | -50 | -50 | -50
| Unit 286 | CC | 874 | 53295.7554 | -50 | -50 | -50 | -50 | -50 | 19.0694 | -50 | -50 | -50
| Unit 287 | CC | 778 | 54073.7554 | -50 | -50 | -50 | -50 | -50 | 19.1742 | -50 | -50 | -50
| Unit 288 | CC | 269.99 | 54343.7454 | -50 | -50 | -50 | -50 | -50 | 19.2007 | -50 | -50 | -50
| Unit 289 | CC | 700 | 55043.7454 | -50 | -50 | -50 | -50 | -50 | 19.2493 | -50 | -50 | -50
| Unit 290 | CC | 257.99 | 55301.7354 | -50 | -50 | -50 | -50 | -50 | 19.2556 | -50 | -50 | -50
| Unit 291 | CC | 58.67 | 55360.4054 | -50 | -50 | -50 | -50 | -50 | 19.2591 | -50 | -50 | -50
| Unit 292 | CC | 241.63 | 55602.0354 | -50 | -50 | -50 | -50 | -50 | 19.2689 | -50 | -50 | -50
| Unit 293 | CC | 241.63 | 55843.6654 | -50 | -50 | -50 | -50 | -50 | 19.2854 | -50 | -50 | -50
| Unit 294 | CC | 58.67 | 55902.3354 | -50 | -50 | -50 | -50 | -50 | 19.2929 | -50 | -50 | -50
| Unit 295 | CC | 648.81 | 56551.1454 | -50 | -50 | -50 | -50 | -50 | 19.3273 | -50 | -50 | -50
| Unit 296 | CC | 58.67 | 56609.8154 | -50 | -50 | -50 | -50 | -50 | 19.3297 | -50 | -50 | -50
| Unit 297 | ST Coal | 651.02 | 57260.8354 | -50 | -50 | -50 | -50 | 19.3386 | -50 | -50 | -50 | -50
| Unit 298 | CC | 256.48 | 57517.3154 | -50 | -50 | -50 | -50 | -50 | 19.4016 | -50 | -50 | -50
| Unit 299 | CC | 300.25 | 57817.5654 | -50 | -50 | -50 | -50 | -50 | 19.4247 | -50 | -50 | -50
| Unit 300 | CC | 256.48 | 58074.0454 | -50 | -50 | -50 | -50 | -50 | 19.472 | -50 | -50 | -50
| Unit 301 | CC | 257.99 | 58332.0354 | -50 | -50 | -50 | -50 | -50 | 19.524 | -50 | -50 | -50
| Unit 302 | CC | 657.76 | 58989.7954 | -50 | -50 | -50 | -50 | -50 | 19.554 | -50 | -50 | -50
| Unit 303 | CC | 655.97 | 59645.7654 | -50 | -50 | -50 | -50 | -50 | 19.5933 | -50 | -50 | -50
| Unit 304 | ST Coal | 671.3 | 60317.0654 | -50 | -50 | -50 | -50 | 19.6189 | -50 | -50 | -50 | -50
| Unit 305 | CC | 270.01 | 60587.0754 | -50 | -50 | -50 | -50 | -50 | 19.7143 | -50 | -50 | -50
| Unit 306 | CC | 589.49 | 61176.5654 | -50 | -50 | -50 | -50 | -50 | 19.7184 | -50 | -50 | -50
| Unit 307 | CC | 300.25 | 61476.8154 | -50 | -50 | -50 | -50 | -50 | 19.7412 | -50 | -50 | -50
| Unit 308 | CC | 270.01 | 61746.8254 | -50 | -50 | -50 | -50 | -50 | 19.7649 | -50 | -50 | -50
| Unit 309 | CC | 270.01 | 62016.8354 | -50 | -50 | -50 | -50 | -50 | 19.7791 | -50 | -50 | -50
| Unit 310 | CC | 192.89 | 62209.7254 | -50 | -50 | -50 | -50 | -50 | 19.8944 | -50 | -50 | -50
| Unit 311 | CC | 192.89 | 62402.6154 | -50 | -50 | -50 | -50 | -50 | 19.908 | -50 | -50 | -50
| Unit 312 | CC | 192.89 | 62595.5054 | -50 | -50 | -50 | -50 | -50 | 19.9216 | -50 | -50 | -50
| Unit 313 | CC | 192.89 | 62788.3954 | -50 | -50 | -50 | -50 | -50 | 19.9221 | -50 | -50 | -50
| Unit 314 | ST Coal | 529.37 | 63317.7654 | -50 | -50 | -50 | -50 | 19.9536 | -50 | -50 | -50 | -50
| Unit 315 | CC | 334.5 | 63652.2654 | -50 | -50 | -50 | -50 | -50 | 19.9951 | -50 | -50 | -50
| Unit 316 | CC | 241.63 | 63893.8954 | -50 | -50 | -50 | -50 | -50 | 20.0579 | -50 | -50 | -50
| Unit 317 | CC | 241.63 | 64135.5254 | -50 | -50 | -50 | -50 | -50 | 20.1107 | -50 | -50 | -50
| Unit 318 | CC | 295.01 | 64430.5354 | -50 | -50 | -50 | -50 | -50 | 20.1206 | -50 | -50 | -50
| Unit 319 | CT Gas | 6 | 64436.5354 | -50 | -50 | -50 | -50 | -50 | -50 | -50 | 20.1482 | -50
| Unit 320 | CC | 334.5 | 64771.0354 | -50 | -50 | -50 | -50 | -50 | 20.1564 | -50 | -50 | -50
| Unit 321 | CC | 519.05 | 65290.0854 | -50 | -50 | -50 | -50 | -50 | 20.2345 | -50 | -50 | -50
| Unit 322 | CC | 321.55 | 65611.6354 | -50 | -50 | -50 | -50 | -50 | 20.3142 | -50 | -50 | -50
| Unit 323 | CC | 321.55 | 65933.1854 | -50 | -50 | -50 | -50 | -50 | 20.3806 | -50 | -50 | -50
| Unit 324 | CC | 179.22 | 66112.4054 | -50 | -50 | -50 | -50 | -50 | 20.3816 | -50 | -50 | -50
| Unit 325 | CC | 324.64 | 66437.0454 | -50 | -50 | -50 | -50 | -50 | 20.501 | -50 | -50 | -50
| Unit 326 | CC | 314.34 | 66751.3854 | -50 | -50 | -50 | -50 | -50 | 20.5541 | -50 | -50 | -50
| Unit 327 | CC | 306.76 | 67058.1454 | -50 | -50 | -50 | -50 | -50 | 20.5576 | -50 | -50 | -50
| Unit 328 | CC | 755 | 67813.1454 | -50 | -50 | -50 | -50 | -50 | 20.588 | -50 | -50 | -50
| Unit 329 | ST Coal | 532.24 | 68345.3854 | -50 | -50 | -50 | -50 | 20.6997 | -50 | -50 | -50 | -50
| Unit 330 | CC | 295.01 | 68640.3954 | -50 | -50 | -50 | -50 | -50 | 20.7222 | -50 | -50 | -50
| Unit 331 | CC | 540 | 69180.3954 | -50 | -50 | -50 | -50 | -50 | 20.7226 | -50 | -50 | -50
| Unit 332 | CC | 324.64 | 69505.0354 | -50 | -50 | -50 | -50 | -50 | 20.7673 | -50 | -50 | -50
| Unit 333 | CC | 165.85 | 69670.8854 | -50 | -50 | -50 | -50 | -50 | 20.8136 | -50 | -50 | -50
| Unit 334 | ST Coal | 1309.97 | 70980.8554 | -50 | -50 | -50 | -50 | 20.8164 | -50 | -50 | -50 | -50
| Unit 335 | CT Gas | 21 | 71001.8554 | -50 | -50 | -50 | -50 | -50 | -50 | -50 | 20.8363 | -50
| Unit 336 | CC | 309 | 71310.8554 | -50 | -50 | -50 | -50 | -50 | 20.8407 | -50 | -50 | -50
| Unit 337 | CC | 1000 | 72310.8554 | -50 | -50 | -50 | -50 | -50 | 20.8494 | -50 | -50 | -50
| Unit 338 | ST Coal | 580 | 72890.8554 | -50 | -50 | -50 | -50 | 20.8811 | -50 | -50 | -50 | -50
| Unit 339 | CC | 313.99 | 73204.8454 | -50 | -50 | -50 | -50 | -50 | 20.9148 | -50 | -50 | -50
| Unit 340 | CC | 289.73 | 73494.5754 | -50 | -50 | -50 | -50 | -50 | 20.9604 | -50 | -50 | -50
| Unit 341 | CC | 179.22 | 73673.7954 | -50 | -50 | -50 | -50 | -50 | 20.9927 | -50 | -50 | -50
| Unit 342 | CT Gas | 21.2 | 73694.9954 | -50 | -50 | -50 | -50 | -50 | -50 | -50 | 21.007 | -50
| Unit 343 | ST Coal | 575.4 | 74270.3954 | -50 | -50 | -50 | -50 | 21.0169 | -50 | -50 | -50 | -50
| Unit 344 | CC | 246.1 | 74516.4954 | -50 | -50 | -50 | -50 | -50 | 21.1222 | -50 | -50 | -50
| Unit 345 | CC | 294.06 | 74810.5554 | -50 | -50 | -50 | -50 | -50 | 21.1498 | -50 | -50 | -50
| Unit 346 | ST Coal | 1246.7 | 76057.2554 | -50 | -50 | -50 | -50 | 21.2806 | -50 | -50 | -50 | -50
| Unit 347 | CC | 294.06 | 76351.3154 | -50 | -50 | -50 | -50 | -50 | 21.2823 | -50 | -50 | -50
| Unit 348 | CC | 288.16 | 76639.4754 | -50 | -50 | -50 | -50 | -50 | 21.3335 | -50 | -50 | -50
| Unit 349 | CC | 255.3 | 76894.7754 | -50 | -50 | -50 | -50 | -50 | 21.3895 | -50 | -50 | -50
| Unit 350 | ST Coal | 172.62 | 77067.3954 | -50 | -50 | -50 | -50 | 21.3941 | -50 | -50 | -50 | -50
| Unit 351 | CC | 294.06 | 77361.4554 | -50 | -50 | -50 | -50 | -50 | 21.4314 | -50 | -50 | -50
| Unit 352 | CC | 233.13 | 77594.5854 | -50 | -50 | -50 | -50 | -50 | 21.441 | -50 | -50 | -50
| Unit 353 | CC | 294.06 | 77888.6454 | -50 | -50 | -50 | -50 | -50 | 21.5398 | -50 | -50 | -50
| Unit 354 | ST Coal | 172.62 | 78061.2654 | -50 | -50 | -50 | -50 | 21.5872 | -50 | -50 | -50 | -50
| Unit 355 | CC | 288.16 | 78349.4254 | -50 | -50 | -50 | -50 | -50 | 21.6203 | -50 | -50 | -50
| Unit 356 | CC | 289.73 | 78639.1554 | -50 | -50 | -50 | -50 | -50 | 21.6234 | -50 | -50 | -50
| Unit 357 | CT Gas | 6 | 78645.1554 | -50 | -50 | -50 | -50 | -50 | -50 | -50 | 21.6321 | -50
| Unit 358 | CT Gas | 6 | 78651.1554 | -50 | -50 | -50 | -50 | -50 | -50 | -50 | 21.6321 | -50
| Unit 359 | CT Gas | 6 | 78657.1554 | -50 | -50 | -50 | -50 | -50 | -50 | -50 | 21.6321 | -50
| Unit 360 | CC | 289.73 | 78946.8854 | -50 | -50 | -50 | -50 | -50 | 21.6878 | -50 | -50 | -50
| Unit 361 | CC | 288.16 | 79235.0454 | -50 | -50 | -50 | -50 | -50 | 21.6907 | -50 | -50 | -50
| Unit 362 | CC | 246.1 | 79481.1454 | -50 | -50 | -50 | -50 | -50 | 21.7935 | -50 | -50 | -50
| Unit 363 | CC | 288.16 | 79769.3054 | -50 | -50 | -50 | -50 | -50 | 21.8402 | -50 | -50 | -50
| Unit 364 | CC | 73.09 | 79842.3954 | -50 | -50 | -50 | -50 | -50 | 21.8528 | -50 | -50 | -50
| Unit 365 | CC | 165.85 | 80008.2454 | -50 | -50 | -50 | -50 | -50 | 21.8595 | -50 | -50 | -50
| Unit 366 | CC | 73.09 | 80081.3354 | -50 | -50 | -50 | -50 | -50 | 21.8683 | -50 | -50 | -50
| Unit 367 | CC | 73.09 | 80154.4254 | -50 | -50 | -50 | -50 | -50 | 21.8683 | -50 | -50 | -50
| Unit 368 | CC | 61 | 80215.4254 | -50 | -50 | -50 | -50 | -50 | 21.9027 | -50 | -50 | -50
| Unit 369 | CC | 294.94 | 80510.3654 | -50 | -50 | -50 | -50 | -50 | 21.9428 | -50 | -50 | -50
| Unit 370 | CC | 165.85 | 80676.2154 | -50 | -50 | -50 | -50 | -50 | 21.9637 | -50 | -50 | -50
| Unit 371 | CC | 255.3 | 80931.5154 | -50 | -50 | -50 | -50 | -50 | 21.9887 | -50 | -50 | -50
| Unit 372 | CC | 255.3 | 81186.8154 | -50 | -50 | -50 | -50 | -50 | 21.9939 | -50 | -50 | -50
| Unit 373 | CC | 294.94 | 81481.7554 | -50 | -50 | -50 | -50 | -50 | 22.0423 | -50 | -50 | -50
| Unit 374 | ST Coal | 575.4 | 82057.1554 | -50 | -50 | -50 | -50 | 22.0442 | -50 | -50 | -50 | -50
| Unit 375 | CC | 126.2 | 82183.3554 | -50 | -50 | -50 | -50 | -50 | 22.0685 | -50 | -50 | -50
| Unit 376 | CC | 299.99 | 82483.3454 | -50 | -50 | -50 | -50 | -50 | 22.2211 | -50 | -50 | -50
| Unit 377 | ST Coal | 172.62 | 82655.9654 | -50 | -50 | -50 | -50 | 22.3154 | -50 | -50 | -50 | -50
| Unit 378 | CC | 233.13 | 82889.0954 | -50 | -50 | -50 | -50 | -50 | 22.3945 | -50 | -50 | -50
| Unit 379 | CC | 299.99 | 83189.0854 | -50 | -50 | -50 | -50 | -50 | 22.4113 | -50 | -50 | -50
| Unit 380 | CC | 4.65 | 83193.7354 | -50 | -50 | -50 | -50 | -50 | 22.4183 | -50 | -50 | -50
| Unit 381 | ST Coal | 287.7 | 83481.4354 | -50 | -50 | -50 | -50 | 22.4557 | -50 | -50 | -50 | -50
| Unit 382 | ST Coal | 172.62 | 83654.0554 | -50 | -50 | -50 | -50 | 22.5475 | -50 | -50 | -50 | -50
| Unit 383 | CC | 271.99 | 83926.0454 | -50 | -50 | -50 | -50 | -50 | 22.6044 | -50 | -50 | -50
| Unit 384 | ST Coal | 314.55 | 84240.5954 | -50 | -50 | -50 | -50 | 22.6689 | -50 | -50 | -50 | -50
| Unit 385 | CC | 21 | 84261.5954 | -50 | -50 | -50 | -50 | -50 | 22.8063 | -50 | -50 | -50
| Unit 386 | ST Coal | 543.46 | 84805.0554 | -50 | -50 | -50 | -50 | 22.8957 | -50 | -50 | -50 | -50
| Unit 387 | ST / IC Gas | 113.39 | 84918.4454 | -50 | -50 | -50 | -50 | -50 | -50 | 22.9261 | -50 | -50
| Unit 388 | CT Gas | 20 | 84938.4454 | -50 | -50 | -50 | -50 | -50 | -50 | -50 | 23.0841 | -50
| Unit 389 | CC | 221.6 | 85160.0454 | -50 | -50 | -50 | -50 | -50 | 23.1951 | -50 | -50 | -50
| Unit 390 | ST Coal | 543.46 | 85703.5054 | -50 | -50 | -50 | -50 | 23.3115 | -50 | -50 | -50 | -50
| Unit 391 | CC | 97.5 | 85801.0054 | -50 | -50 | -50 | -50 | -50 | 23.475 | -50 | -50 | -50
| Unit 392 | ST / IC Gas | 156.63 | 85957.6354 | -50 | -50 | -50 | -50 | -50 | -50 | 23.5166 | -50 | -50
| Unit 393 | ST / IC Gas | 156.63 | 86114.2654 | -50 | -50 | -50 | -50 | -50 | -50 | 23.5765 | -50 | -50
| Unit 394 | ST Coal | 767.2 | 86881.4654 | -50 | -50 | -50 | -50 | 23.6937 | -50 | -50 | -50 | -50
| Unit 395 | ST Coal | 479.5 | 87360.9654 | -50 | -50 | -50 | -50 | 23.7 | -50 | -50 | -50 | -50
| Unit 396 | CT Gas | 6 | 87366.9654 | -50 | -50 | -50 | -50 | -50 | -50 | -50 | 23.7259 | -50
| Unit 397 | CT Gas | 6 | 87372.9654 | -50 | -50 | -50 | -50 | -50 | -50 | -50 | 23.7259 | -50
| Unit 398 | CT Gas | 6 | 87378.9654 | -50 | -50 | -50 | -50 | -50 | -50 | -50 | 23.7259 | -50
| Unit 399 | CT Gas | 6 | 87384.9654 | -50 | -50 | -50 | -50 | -50 | -50 | -50 | 23.7259 | -50
| Unit 400 | CC | 97.5 | 87482.4654 | -50 | -50 | -50 | -50 | -50 | 23.8319 | -50 | -50 | -50
| Unit 401 | ST Coal | 767.2 | 88249.6654 | -50 | -50 | -50 | -50 | 23.8719 | -50 | -50 | -50 | -50
| Unit 402 | CC | 130.81 | 88380.4754 | -50 | -50 | -50 | -50 | -50 | 23.884 | -50 | -50 | -50
| Unit 403 | ST Coal | 748.02 | 89128.4954 | -50 | -50 | -50 | -50 | 24.0369 | -50 | -50 | -50 | -50
| Unit 404 | CC | 122.49 | 89250.9854 | -50 | -50 | -50 | -50 | -50 | 24.1157 | -50 | -50 | -50
| Unit 405 | CC | 196.99 | 89447.9754 | -50 | -50 | -50 | -50 | -50 | 24.1463 | -50 | -50 | -50
| Unit 406 | ST Coal | 734.59 | 90182.5654 | -50 | -50 | -50 | -50 | 24.1489 | -50 | -50 | -50 | -50
| Unit 407 | CC | 271.99 | 90454.5554 | -50 | -50 | -50 | -50 | -50 | 24.1938 | -50 | -50 | -50
| Unit 408 | ST Coal | 215 | 90669.5554 | -50 | -50 | -50 | -50 | 24.2418 | -50 | -50 | -50 | -50
| Unit 409 | ST Coal | 815.15 | 91484.7054 | -50 | -50 | -50 | -50 | 24.2457 | -50 | -50 | -50 | -50
| Unit 410 | CC | 200.01 | 91684.7154 | -50 | -50 | -50 | -50 | -50 | 24.293 | -50 | -50 | -50
| Unit 411 | ST Coal | 738.43 | 92423.1454 | -50 | -50 | -50 | -50 | 24.4668 | -50 | -50 | -50 | -50
| Unit 412 | CT Gas | 15 | 92438.1454 | -50 | -50 | -50 | -50 | -50 | -50 | -50 | 24.502 | -50
| Unit 413 | ST Coal | 815.15 | 93253.2954 | -50 | -50 | -50 | -50 | 24.5597 | -50 | -50 | -50 | -50
| Unit 414 | CC | 365.01 | 93618.3054 | -50 | -50 | -50 | -50 | -50 | 24.6677 | -50 | -50 | -50
| Unit 415 | ST Coal | 815.15 | 94433.4554 | -50 | -50 | -50 | -50 | 24.7879 | -50 | -50 | -50 | -50
| Unit 416 | ST Coal | 815.15 | 95248.6054 | -50 | -50 | -50 | -50 | 24.8696 | -50 | -50 | -50 | -50
| Unit 417 | CT Gas | 150.01 | 95398.6154 | -50 | -50 | -50 | -50 | -50 | -50 | -50 | 24.9274 | -50
| Unit 418 | CT Gas | 150.01 | 95548.6254 | -50 | -50 | -50 | -50 | -50 | -50 | -50 | 24.9667 | -50
| Unit 419 | CT Gas | 150.01 | 95698.6354 | -50 | -50 | -50 | -50 | -50 | -50 | -50 | 24.9676 | -50
| Unit 420 | ST Coal | 359.62 | 96058.2554 | -50 | -50 | -50 | -50 | 24.971 | -50 | -50 | -50 | -50
| Unit 421 | ST Coal | 67 | 96125.2554 | -50 | -50 | -50 | -50 | 25.0094 | -50 | -50 | -50 | -50
| Unit 422 | CC | 240.14 | 96365.3954 | -50 | -50 | -50 | -50 | -50 | 25.0382 | -50 | -50 | -50
| Unit 423 | CC | 237.2 | 96602.5954 | -50 | -50 | -50 | -50 | -50 | 25.0393 | -50 | -50 | -50
| Unit 424 | ST Coal | 199.99 | 96802.5854 | -50 | -50 | -50 | -50 | 25.0851 | -50 | -50 | -50 | -50
| Unit 425 | CC | 135.5 | 96938.0854 | -50 | -50 | -50 | -50 | -50 | 25.145 | -50 | -50 | -50
| Unit 426 | ST Coal | 639.02 | 97577.1054 | -50 | -50 | -50 | -50 | 25.1472 | -50 | -50 | -50 | -50
| Unit 427 | CT Gas | 4.91 | 97582.0154 | -50 | -50 | -50 | -50 | -50 | -50 | -50 | 25.162 | -50
| Unit 428 | ST Coal | 737.47 | 98319.4854 | -50 | -50 | -50 | -50 | 25.1939 | -50 | -50 | -50 | -50
| Unit 429 | ST Coal | 555.26 | 98874.7454 | -50 | -50 | -50 | -50 | 25.1965 | -50 | -50 | -50 | -50
| Unit 430 | ST Coal | 359.62 | 99234.3654 | -50 | -50 | -50 | -50 | 25.2087 | -50 | -50 | -50 | -50
| Unit 431 | CT Gas | 74 | 99308.3654 | -50 | -50 | -50 | -50 | -50 | -50 | -50 | 25.2257 | -50
| Unit 432 | CC | 151.02 | 99459.3854 | -50 | -50 | -50 | -50 | -50 | 25.2707 | -50 | -50 | -50
| Unit 433 | ST Coal | 555.26 | 100014.6454 | -50 | -50 | -50 | -50 | 25.2892 | -50 | -50 | -50 | -50
| Unit 434 | ST Coal | 757.61 | 100772.2554 | -50 | -50 | -50 | -50 | 25.3278 | -50 | -50 | -50 | -50
| Unit 435 | CC | 151.02 | 100923.2754 | -50 | -50 | -50 | -50 | -50 | 25.3474 | -50 | -50 | -50
| Unit 436 | CT Gas | 146 | 101069.2754 | -50 | -50 | -50 | -50 | -50 | -50 | -50 | 25.3519 | -50
| Unit 437 | CT Gas | 146 | 101215.2754 | -50 | -50 | -50 | -50 | -50 | -50 | -50 | 25.3702 | -50
| Unit 438 | CT Gas | 74 | 101289.2754 | -50 | -50 | -50 | -50 | -50 | -50 | -50 | 25.3734 | -50
| Unit 439 | CC | 151.02 | 101440.2954 | -50 | -50 | -50 | -50 | -50 | 25.3776 | -50 | -50 | -50
| Unit 440 | CC | 135.5 | 101575.7954 | -50 | -50 | -50 | -50 | -50 | 25.3887 | -50 | -50 | -50
| Unit 441 | CT Gas | 146 | 101721.7954 | -50 | -50 | -50 | -50 | -50 | -50 | -50 | 25.393 | -50
| Unit 442 | CT Gas | 146 | 101867.7954 | -50 | -50 | -50 | -50 | -50 | -50 | -50 | 25.4053 | -50
| Unit 443 | CC | 289.73 | 102157.5254 | -50 | -50 | -50 | -50 | -50 | 25.4165 | -50 | -50 | -50
| Unit 444 | CT Gas | 39.42 | 102196.9454 | -50 | -50 | -50 | -50 | -50 | -50 | -50 | 25.4197 | -50
| Unit 445 | ST Coal | 198.21 | 102395.1554 | -50 | -50 | -50 | -50 | 25.4314 | -50 | -50 | -50 | -50
| Unit 446 | CT Gas | 150.01 | 102545.1654 | -50 | -50 | -50 | -50 | -50 | -50 | -50 | 25.4339 | -50
| Unit 447 | ST Coal | 727.88 | 103273.0454 | -50 | -50 | -50 | -50 | 25.4383 | -50 | -50 | -50 | -50
| Unit 448 | CC | 240.14 | 103513.1854 | -50 | -50 | -50 | -50 | -50 | 25.4507 | -50 | -50 | -50
| Unit 449 | ST Coal | 346.2 | 103859.3854 | -50 | -50 | -50 | -50 | 25.479 | -50 | -50 | -50 | -50
| Unit 450 | CC | 346.72 | 104206.1054 | -50 | -50 | -50 | -50 | -50 | 25.4864 | -50 | -50 | -50
| Unit 451 | CC | 151.02 | 104357.1254 | -50 | -50 | -50 | -50 | -50 | 25.4924 | -50 | -50 | -50
| Unit 452 | CT Gas | 150.01 | 104507.1354 | -50 | -50 | -50 | -50 | -50 | -50 | -50 | 25.4944 | -50
| Unit 453 | CT Gas | 146 | 104653.1354 | -50 | -50 | -50 | -50 | -50 | -50 | -50 | 25.5004 | -50
| Unit 454 | CT Gas | 150.01 | 104803.1454 | -50 | -50 | -50 | -50 | -50 | -50 | -50 | 25.505 | -50
| Unit 455 | CC | 147.4 | 104950.5454 | -50 | -50 | -50 | -50 | -50 | 25.5201 | -50 | -50 | -50
| Unit 456 | ST Coal | 198.21 | 105148.7554 | -50 | -50 | -50 | -50 | 25.5707 | -50 | -50 | -50 | -50
| Unit 457 | CT Gas | 146.19 | 105294.9454 | -50 | -50 | -50 | -50 | -50 | -50 | -50 | 25.6092 | -50
| Unit 458 | CT Gas | 150.01 | 105444.9554 | -50 | -50 | -50 | -50 | -50 | -50 | -50 | 25.6407 | -50
| Unit 459 | ST Coal | 266.6 | 105711.5554 | -50 | -50 | -50 | -50 | 25.699 | -50 | -50 | -50 | -50
| Unit 460 | ST Coal | 737.47 | 106449.0254 | -50 | -50 | -50 | -50 | 25.7722 | -50 | -50 | -50 | -50
| Unit 461 | ST Coal | 198.21 | 106647.2354 | -50 | -50 | -50 | -50 | 25.7983 | -50 | -50 | -50 | -50
| Unit 462 | CT Gas | 148.8 | 106796.0354 | -50 | -50 | -50 | -50 | -50 | -50 | -50 | 25.8482 | -50
| Unit 463 | ST Coal | 198.21 | 106994.2454 | -50 | -50 | -50 | -50 | 25.96 | -50 | -50 | -50 | -50
| Unit 464 | ST Coal | 565.81 | 107560.0554 | -50 | -50 | -50 | -50 | 26.0052 | -50 | -50 | -50 | -50
| Unit 465 | CT Gas | 152 | 107712.0554 | -50 | -50 | -50 | -50 | -50 | -50 | -50 | 26.0205 | -50
| Unit 466 | CC | 346.72 | 108058.7754 | -50 | -50 | -50 | -50 | -50 | 26.0357 | -50 | -50 | -50
| Unit 467 | CT Gas | 149.3 | 108208.0754 | -50 | -50 | -50 | -50 | -50 | -50 | -50 | 26.0476 | -50
| Unit 468 | CT Gas | 60 | 108268.0754 | -50 | -50 | -50 | -50 | -50 | -50 | -50 | 26.1564 | -50
| Unit 469 | ST Coal | 575.4 | 108843.4754 | -50 | -50 | -50 | -50 | 26.2197 | -50 | -50 | -50 | -50
| Unit 470 | ST / IC Gas | 116.27 | 108959.7454 | -50 | -50 | -50 | -50 | -50 | -50 | 26.2255 | -50 | -50
| Unit 471 | CT Gas | 150.01 | 109109.7554 | -50 | -50 | -50 | -50 | -50 | -50 | -50 | 26.2353 | -50
| Unit 472 | Other | 6.3237 | 109116.079 | -50 | -50 | -50 | -50 | -50 | -50 | -50 | -50 | 26.2708
| Unit 473 | ST Coal | 257.01 | 109373.089 | -50 | -50 | -50 | -50 | 26.3686 | -50 | -50 | -50 | -50
| Unit 474 | Other | 6.3237 | 109379.4127 | -50 | -50 | -50 | -50 | -50 | -50 | -50 | -50 | 26.3738
| Unit 475 | CC | 166.19 | 109545.6027 | -50 | -50 | -50 | -50 | -50 | 26.3749 | -50 | -50 | -50
| Unit 476 | Other | 6.3237 | 109551.9264 | -50 | -50 | -50 | -50 | -50 | -50 | -50 | -50 | 26.4181
| Unit 477 | CT Gas | 90.1 | 109642.0264 | -50 | -50 | -50 | -50 | -50 | -50 | -50 | 26.4274 | -50
| Unit 478 | ST Coal | 540.09 | 110182.1164 | -50 | -50 | -50 | -50 | 26.4681 | -50 | -50 | -50 | -50
| Unit 479 | ST Coal | 479.5 | 110661.6164 | -50 | -50 | -50 | -50 | 26.4871 | -50 | -50 | -50 | -50
| Unit 480 | CT Gas | 150.01 | 110811.6264 | -50 | -50 | -50 | -50 | -50 | -50 | -50 | 26.4958 | -50
| Unit 481 | CC | 166.19 | 110977.8164 | -50 | -50 | -50 | -50 | -50 | 26.4981 | -50 | -50 | -50
| Unit 482 | CT Gas | 148.1 | 111125.9164 | -50 | -50 | -50 | -50 | -50 | -50 | -50 | 26.4986 | -50
| Unit 483 | ST Coal | 489.09 | 111615.0064 | -50 | -50 | -50 | -50 | 26.5269 | -50 | -50 | -50 | -50
| Unit 484 | CT Gas | 5.4 | 111620.4064 | -50 | -50 | -50 | -50 | -50 | -50 | -50 | 26.6081 | -50
| Unit 485 | CC | 166.19 | 111786.5964 | -50 | -50 | -50 | -50 | -50 | 26.6196 | -50 | -50 | -50
| Unit 486 | CT Gas | 42 | 111828.5964 | -50 | -50 | -50 | -50 | -50 | -50 | -50 | 26.6605 | -50
| Unit 487 | ST Coal | 200.5 | 112029.0964 | -50 | -50 | -50 | -50 | 26.6674 | -50 | -50 | -50 | -50
| Unit 488 | ST Coal | 311.67 | 112340.7664 | -50 | -50 | -50 | -50 | 26.6749 | -50 | -50 | -50 | -50
| Unit 489 | ST Coal | 795.97 | 113136.7364 | -50 | -50 | -50 | -50 | 26.692 | -50 | -50 | -50 | -50
| Unit 490 | CC | 166.19 | 113302.9264 | -50 | -50 | -50 | -50 | -50 | 26.7153 | -50 | -50 | -50
| Unit 491 | CC | 25.77 | 113328.6964 | -50 | -50 | -50 | -50 | -50 | 26.8652 | -50 | -50 | -50
| Unit 492 | CT Gas | 152 | 113480.6964 | -50 | -50 | -50 | -50 | -50 | -50 | -50 | 26.8838 | -50
| Unit 493 | CT Gas | 42 | 113522.6964 | -50 | -50 | -50 | -50 | -50 | -50 | -50 | 26.9476 | -50
| Unit 494 | ST Coal | 556.22 | 114078.9164 | -50 | -50 | -50 | -50 | 26.9574 | -50 | -50 | -50 | -50
| Unit 495 | CT Gas | 165 | 114243.9164 | -50 | -50 | -50 | -50 | -50 | -50 | -50 | 26.9641 | -50
| Unit 496 | CT Gas | 165 | 114408.9164 | -50 | -50 | -50 | -50 | -50 | -50 | -50 | 26.9843 | -50
| Unit 497 | CT Gas | 165 | 114573.9164 | -50 | -50 | -50 | -50 | -50 | -50 | -50 | 26.9976 | -50
| Unit 498 | CT Gas | 146 | 114719.9164 | -50 | -50 | -50 | -50 | -50 | -50 | -50 | 26.9988 | -50
| Unit 499 | CT Gas | 146 | 114865.9164 | -50 | -50 | -50 | -50 | -50 | -50 | -50 | 27.0136 | -50
| Unit 500 | CT Gas | 165 | 115030.9164 | -50 | -50 | -50 | -50 | -50 | -50 | -50 | 27.0142 | -50
| Unit 501 | CT Gas | 146 | 115176.9164 | -50 | -50 | -50 | -50 | -50 | -50 | -50 | 27.0201 | -50
| Unit 502 | CT Gas | 146 | 115322.9164 | -50 | -50 | -50 | -50 | -50 | -50 | -50 | 27.0209 | -50
| Unit 503 | CT Gas | 42 | 115364.9164 | -50 | -50 | -50 | -50 | -50 | -50 | -50 | 27.0324 | -50
| Unit 504 | ST Coal | 200.5 | 115565.4164 | -50 | -50 | -50 | -50 | 27.0816 | -50 | -50 | -50 | -50
| Unit 505 | CT Gas | 165 | 115730.4164 | -50 | -50 | -50 | -50 | -50 | -50 | -50 | 27.1046 | -50
| Unit 506 | CT Gas | 42 | 115772.4164 | -50 | -50 | -50 | -50 | -50 | -50 | -50 | 27.1327 | -50
| Unit 507 | CT Gas | 42 | 115814.4164 | -50 | -50 | -50 | -50 | -50 | -50 | -50 | 27.1381 | -50
| Unit 508 | CT Gas | 152 | 115966.4164 | -50 | -50 | -50 | -50 | -50 | -50 | -50 | 27.1795 | -50
| Unit 509 | CT Gas | 147.79 | 116114.2064 | -50 | -50 | -50 | -50 | -50 | -50 | -50 | 27.1826 | -50
| Unit 510 | ST Coal | 1246.7 | 117360.9064 | -50 | -50 | -50 | -50 | 27.2123 | -50 | -50 | -50 | -50
| Unit 511 | CT Gas | 50 | 117410.9064 | -50 | -50 | -50 | -50 | -50 | -50 | -50 | 27.2324 | -50
| Unit 512 | ST / IC Gas | 497.77 | 117908.6764 | -50 | -50 | -50 | -50 | -50 | -50 | 27.2367 | -50 | -50
| Unit 513 | Other | 0.999 | 117909.6754 | -50 | -50 | -50 | -50 | -50 | -50 | -50 | -50 | 27.2603
| Unit 514 | CT Gas | 141.91 | 118051.5854 | -50 | -50 | -50 | -50 | -50 | -50 | -50 | 27.2769 | -50
| Unit 515 | CT Gas | 42 | 118093.5854 | -50 | -50 | -50 | -50 | -50 | -50 | -50 | 27.2938 | -50
| Unit 516 | CT Gas | 4.38 | 118097.9654 | -50 | -50 | -50 | -50 | -50 | -50 | -50 | 27.3837 | -50
| Unit 517 | CT Gas | 50 | 118147.9654 | -50 | -50 | -50 | -50 | -50 | -50 | -50 | 27.4353 | -50
| Unit 518 | CT Gas | 42 | 118189.9654 | -50 | -50 | -50 | -50 | -50 | -50 | -50 | 27.4385 | -50
| Unit 519 | CC | 162.58 | 118352.5454 | -50 | -50 | -50 | -50 | -50 | 27.448 | -50 | -50 | -50
| Unit 520 | CT Gas | 50 | 118402.5454 | -50 | -50 | -50 | -50 | -50 | -50 | -50 | 27.4519 | -50
| Unit 521 | CT Gas | 151.99 | 118554.5354 | -50 | -50 | -50 | -50 | -50 | -50 | -50 | 27.459 | -50
| Unit 522 | CT Gas | 42 | 118596.5354 | -50 | -50 | -50 | -50 | -50 | -50 | -50 | 27.4696 | -50
| Unit 523 | CT Gas | 42 | 118638.5354 | -50 | -50 | -50 | -50 | -50 | -50 | -50 | 27.487 | -50
| Unit 524 | CC | 111.49 | 118750.0254 | -50 | -50 | -50 | -50 | -50 | 27.5245 | -50 | -50 | -50
| Unit 525 | CT Gas | 50 | 118800.0254 | -50 | -50 | -50 | -50 | -50 | -50 | -50 | 27.5277 | -50
| Unit 526 | CT Gas | 38.54 | 118838.5654 | -50 | -50 | -50 | -50 | -50 | -50 | -50 | 27.5353 | -50
| Unit 527 | CT Gas | 50 | 118888.5654 | -50 | -50 | -50 | -50 | -50 | -50 | -50 | 27.5369 | -50
| Unit 528 | CT Gas | 141.91 | 119030.4754 | -50 | -50 | -50 | -50 | -50 | -50 | -50 | 27.5388 | -50
| Unit 529 | ST Coal | 639.02 | 119669.4954 | -50 | -50 | -50 | -50 | 27.5389 | -50 | -50 | -50 | -50
| Unit 530 | CT Gas | 148.51 | 119818.0054 | -50 | -50 | -50 | -50 | -50 | -50 | -50 | 27.5515 | -50
| Unit 531 | ST Coal | 795.97 | 120613.9754 | -50 | -50 | -50 | -50 | 27.5517 | -50 | -50 | -50 | -50
| Unit 532 | CC | 59 | 120672.9754 | -50 | -50 | -50 | -50 | -50 | 27.5588 | -50 | -50 | -50
| Unit 533 | CT Gas | 42 | 120714.9754 | -50 | -50 | -50 | -50 | -50 | -50 | -50 | 27.5636 | -50
| Unit 534 | CT Gas | 42 | 120756.9754 | -50 | -50 | -50 | -50 | -50 | -50 | -50 | 27.5733 | -50
| Unit 535 | CT Gas | 50 | 120806.9754 | -50 | -50 | -50 | -50 | -50 | -50 | -50 | 27.5742 | -50
| Unit 536 | CT Gas | 42 | 120848.9754 | -50 | -50 | -50 | -50 | -50 | -50 | -50 | 27.5932 | -50
| Unit 537 | CT Gas | 40 | 120888.9754 | -50 | -50 | -50 | -50 | -50 | -50 | -50 | 27.6523 | -50
| Unit 538 | CC | 162.58 | 121051.5554 | -50 | -50 | -50 | -50 | -50 | 27.655 | -50 | -50 | -50
| Unit 539 | CC | 162.58 | 121214.1354 | -50 | -50 | -50 | -50 | -50 | 27.6692 | -50 | -50 | -50
| Unit 540 | ST Coal | 619.97 | 121834.1054 | -50 | -50 | -50 | -50 | 27.7074 | -50 | -50 | -50 | -50
| Unit 541 | CT Gas | 38.54 | 121872.6454 | -50 | -50 | -50 | -50 | -50 | -50 | -50 | 27.7276 | -50
| Unit 542 | CC | 59 | 121931.6454 | -50 | -50 | -50 | -50 | -50 | 27.7382 | -50 | -50 | -50
| Unit 543 | CT Gas | 153.2 | 122084.8454 | -50 | -50 | -50 | -50 | -50 | -50 | -50 | 27.7518 | -50
| Unit 544 | CT Gas | 165.01 | 122249.8554 | -50 | -50 | -50 | -50 | -50 | -50 | -50 | 27.7601 | -50
| Unit 545 | CC | 108.99 | 122358.8454 | -50 | -50 | -50 | -50 | -50 | 27.7687 | -50 | -50 | -50
| Unit 546 | CT Gas | 165.01 | 122523.8554 | -50 | -50 | -50 | -50 | -50 | -50 | -50 | 27.793 | -50
| Unit 547 | CT Gas | 165.01 | 122688.8654 | -50 | -50 | -50 | -50 | -50 | -50 | -50 | 27.8017 | -50
| Unit 548 | ST Coal | 200.5 | 122889.3654 | -50 | -50 | -50 | -50 | 27.8463 | -50 | -50 | -50 | -50
| Unit 549 | CT Gas | 151.99 | 123041.3554 | -50 | -50 | -50 | -50 | -50 | -50 | -50 | 27.8707 | -50
| Unit 550 | CC | 116.1 | 123157.4554 | -50 | -50 | -50 | -50 | -50 | 27.8761 | -50 | -50 | -50
| Unit 551 | CT Gas | 38.54 | 123195.9954 | -50 | -50 | -50 | -50 | -50 | -50 | -50 | 27.8779 | -50
| Unit 552 | CT Gas | 38.54 | 123234.5354 | -50 | -50 | -50 | -50 | -50 | -50 | -50 | 27.8784 | -50
| Unit 553 | ST Coal | 1246.7 | 124481.2354 | -50 | -50 | -50 | -50 | 28.1186 | -50 | -50 | -50 | -50
| Unit 554 | CC | 116.1 | 124597.3354 | -50 | -50 | -50 | -50 | -50 | 28.1388 | -50 | -50 | -50
| Unit 555 | CT Gas | 151 | 124748.3354 | -50 | -50 | -50 | -50 | -50 | -50 | -50 | 28.1565 | -50
| Unit 556 | CC | 116.1 | 124864.4354 | -50 | -50 | -50 | -50 | -50 | 28.1582 | -50 | -50 | -50
| Unit 557 | CC | 109 | 124973.4354 | -50 | -50 | -50 | -50 | -50 | 28.1647 | -50 | -50 | -50
| Unit 558 | CC | 162.58 | 125136.0154 | -50 | -50 | -50 | -50 | -50 | 28.2777 | -50 | -50 | -50
| Unit 559 | CC | 102.92 | 125238.9354 | -50 | -50 | -50 | -50 | -50 | 28.2878 | -50 | -50 | -50
| Unit 560 | CT Gas | 50 | 125288.9354 | -50 | -50 | -50 | -50 | -50 | -50 | -50 | 28.3026 | -50
| Unit 561 | ST Coal | 623.35 | 125912.2854 | -50 | -50 | -50 | -50 | 28.3034 | -50 | -50 | -50 | -50
| Unit 562 | CT Gas | 151.99 | 126064.2754 | -50 | -50 | -50 | -50 | -50 | -50 | -50 | 28.3036 | -50
| Unit 563 | CT Gas | 151.99 | 126216.2654 | -50 | -50 | -50 | -50 | -50 | -50 | -50 | 28.3149 | -50
| Unit 564 | CC | 109.06 | 126325.3254 | -50 | -50 | -50 | -50 | -50 | 28.3276 | -50 | -50 | -50
| Unit 565 | CT Gas | 151.99 | 126477.3154 | -50 | -50 | -50 | -50 | -50 | -50 | -50 | 28.364 | -50
| Unit 566 | ST Coal | 815.15 | 127292.4654 | -50 | -50 | -50 | -50 | 28.4376 | -50 | -50 | -50 | -50
| Unit 567 | CT Gas | 153 | 127445.4654 | -50 | -50 | -50 | -50 | -50 | -50 | -50 | 28.4534 | -50
| Unit 568 | ST / IC Gas | 249.85 | 127695.3154 | -50 | -50 | -50 | -50 | -50 | -50 | 28.5055 | -50 | -50
| Unit 569 | CT Gas | 151.99 | 127847.3054 | -50 | -50 | -50 | -50 | -50 | -50 | -50 | 28.5426 | -50
| Unit 570 | CT Gas | 120 | 127967.3054 | -50 | -50 | -50 | -50 | -50 | -50 | -50 | 28.5845 | -50
| Unit 571 | CT Gas | 150.99 | 128118.2954 | -50 | -50 | -50 | -50 | -50 | -50 | -50 | 28.5882 | -50
| Unit 572 | CT Gas | 150.99 | 128269.2854 | -50 | -50 | -50 | -50 | -50 | -50 | -50 | 28.6215 | -50
| Unit 573 | ST / IC Gas | 217.17 | 128486.4554 | -50 | -50 | -50 | -50 | -50 | -50 | 28.6392 | -50 | -50
| Unit 574 | ST Coal | 200.5 | 128686.9554 | -50 | -50 | -50 | -50 | 28.6449 | -50 | -50 | -50 | -50
| Unit 575 | ST / IC Gas | 217.17 | 128904.1254 | -50 | -50 | -50 | -50 | -50 | -50 | 28.6868 | -50 | -50
| Unit 576 | CC | 162.58 | 129066.7054 | -50 | -50 | -50 | -50 | -50 | 28.7694 | -50 | -50 | -50
| Unit 577 | CT Gas | 50 | 129116.7054 | -50 | -50 | -50 | -50 | -50 | -50 | -50 | 28.8326 | -50
| Unit 578 | CT Gas | 38.54 | 129155.2454 | -50 | -50 | -50 | -50 | -50 | -50 | -50 | 28.8494 | -50
| Unit 579 | CC | 53.51 | 129208.7554 | -50 | -50 | -50 | -50 | -50 | 28.8534 | -50 | -50 | -50
| Unit 580 | ST Coal | 747.97 | 129956.7254 | -50 | -50 | -50 | -50 | 28.9414 | -50 | -50 | -50 | -50
| Unit 581 | CT Gas | 40 | 129996.7254 | -50 | -50 | -50 | -50 | -50 | -50 | -50 | 28.9527 | -50
| Unit 582 | ST Coal | 319.99 | 130316.7154 | -50 | -50 | -50 | -50 | 29.0395 | -50 | -50 | -50 | -50
| Unit 583 | Other | 14.985 | 130331.7004 | -50 | -50 | -50 | -50 | -50 | -50 | -50 | -50 | 29.0423
| Unit 584 | CT Gas | 156.49 | 130488.1904 | -50 | -50 | -50 | -50 | -50 | -50 | -50 | 29.1086 | -50
| Unit 585 | CC | 162.58 | 130650.7704 | -50 | -50 | -50 | -50 | -50 | 29.1174 | -50 | -50 | -50
| Unit 586 | CC | 61.5 | 130712.2704 | -50 | -50 | -50 | -50 | -50 | 29.1262 | -50 | -50 | -50
| Unit 587 | CT Gas | 156.49 | 130868.7604 | -50 | -50 | -50 | -50 | -50 | -50 | -50 | 29.1373 | -50
| Unit 588 | CT Gas | 50 | 130918.7604 | -50 | -50 | -50 | -50 | -50 | -50 | -50 | 29.1408 | -50
| Unit 589 | ST Coal | 200.5 | 131119.2604 | -50 | -50 | -50 | -50 | 29.1569 | -50 | -50 | -50 | -50
| Unit 590 | CT Gas | 165.01 | 131284.2704 | -50 | -50 | -50 | -50 | -50 | -50 | -50 | 29.1687 | -50
| Unit 591 | CT Gas | 165.01 | 131449.2804 | -50 | -50 | -50 | -50 | -50 | -50 | -50 | 29.1808 | -50
| Unit 592 | CT Gas | 165.01 | 131614.2904 | -50 | -50 | -50 | -50 | -50 | -50 | -50 | 29.1844 | -50
| Unit 593 | CC | 55.33 | 131669.6204 | -50 | -50 | -50 | -50 | -50 | 29.2035 | -50 | -50 | -50
| Unit 594 | CT Gas | 165.01 | 131834.6304 | -50 | -50 | -50 | -50 | -50 | -50 | -50 | 29.2108 | -50
| Unit 595 | ST Coal | 604.17 | 132438.8004 | -50 | -50 | -50 | -50 | 29.2188 | -50 | -50 | -50 | -50
| Unit 596 | Other | 12.987 | 132451.7874 | -50 | -50 | -50 | -50 | -50 | -50 | -50 | -50 | 29.2273
| Unit 597 | CT Gas | 160 | 132611.7874 | -50 | -50 | -50 | -50 | -50 | -50 | -50 | 29.2382 | -50
| Unit 598 | CT Gas | 160 | 132771.7874 | -50 | -50 | -50 | -50 | -50 | -50 | -50 | 29.2431 | -50
| Unit 599 | CT Gas | 165.01 | 132936.7974 | -50 | -50 | -50 | -50 | -50 | -50 | -50 | 29.2435 | -50
| Unit 600 | CT Gas | 156.49 | 133093.2874 | -50 | -50 | -50 | -50 | -50 | -50 | -50 | 29.2647 | -50
| Unit 601 | ST Coal | 588.82 | 133682.1074 | -50 | -50 | -50 | -50 | 29.2932 | -50 | -50 | -50 | -50
| Unit 602 | CT Gas | 161 | 133843.1074 | -50 | -50 | -50 | -50 | -50 | -50 | -50 | 29.4062 | -50
| Unit 603 | Other | 3.5964 | 133846.7038 | -50 | -50 | -50 | -50 | -50 | -50 | -50 | -50 | 29.4461
| Unit 604 | CT Gas | 5.26 | 133851.9638 | -50 | -50 | -50 | -50 | -50 | -50 | -50 | 29.4944 | -50
| Unit 605 | Other | 80 | 133931.9638 | -50 | -50 | -50 | -50 | -50 | -50 | -50 | -50 | 29.5321
| Unit 606 | CT Gas | 50 | 133981.9638 | -50 | -50 | -50 | -50 | -50 | -50 | -50 | 29.5388 | -50
| Unit 607 | Other | 17.982 | 133999.9458 | -50 | -50 | -50 | -50 | -50 | -50 | -50 | -50 | 29.5582
| Unit 608 | ST Coal | 510.02 | 134509.9658 | -50 | -50 | -50 | -50 | 29.5787 | -50 | -50 | -50 | -50
| Unit 609 | CT Gas | 150.01 | 134659.9758 | -50 | -50 | -50 | -50 | -50 | -50 | -50 | 29.5829 | -50
| Unit 610 | CT Gas | 156.49 | 134816.4658 | -50 | -50 | -50 | -50 | -50 | -50 | -50 | 29.5835 | -50
| Unit 611 | CT Gas | 50 | 134866.4658 | -50 | -50 | -50 | -50 | -50 | -50 | -50 | 29.6114 | -50
| Unit 612 | ST Coal | 89 | 134955.4658 | -50 | -50 | -50 | -50 | 29.6211 | -50 | -50 | -50 | -50
| Unit 613 | Other | 50.949 | 135006.4148 | -50 | -50 | -50 | -50 | -50 | -50 | -50 | -50 | 29.6682
| Unit 614 | Other | 50.949 | 135057.3638 | -50 | -50 | -50 | -50 | -50 | -50 | -50 | -50 | 29.6682
| Unit 615 | Other | 49.95 | 135107.3138 | -50 | -50 | -50 | -50 | -50 | -50 | -50 | -50 | 29.6851
| Unit 616 | CC | 102.92 | 135210.2338 | -50 | -50 | -50 | -50 | -50 | 29.7409 | -50 | -50 | -50
| Unit 617 | CC | 55.33 | 135265.5638 | -50 | -50 | -50 | -50 | -50 | 29.7535 | -50 | -50 | -50
| Unit 618 | Other | 74.925 | 135340.4888 | -50 | -50 | -50 | -50 | -50 | -50 | -50 | -50 | 29.7686
| Unit 619 | CT Gas | 162.79 | 135503.2788 | -50 | -50 | -50 | -50 | -50 | -50 | -50 | 29.8137 | -50
| Unit 620 | CT Gas | 38.54 | 135541.8188 | -50 | -50 | -50 | -50 | -50 | -50 | -50 | 29.8946 | -50
| Unit 621 | CT Gas | 50 | 135591.8188 | -50 | -50 | -50 | -50 | -50 | -50 | -50 | 29.9052 | -50
| Unit 622 | CT Gas | 50 | 135641.8188 | -50 | -50 | -50 | -50 | -50 | -50 | -50 | 29.9125 | -50
| Unit 623 | CT Gas | 50 | 135691.8188 | -50 | -50 | -50 | -50 | -50 | -50 | -50 | 29.9195 | -50
| Unit 624 | CT Gas | 50 | 135741.8188 | -50 | -50 | -50 | -50 | -50 | -50 | -50 | 29.9246 | -50
| Unit 625 | CT Gas | 50 | 135791.8188 | -50 | -50 | -50 | -50 | -50 | -50 | -50 | 29.9414 | -50
| Unit 626 | CT Gas | 50 | 135841.8188 | -50 | -50 | -50 | -50 | -50 | -50 | -50 | 29.9464 | -50
| Unit 627 | CT Gas | 162.79 | 136004.6088 | -50 | -50 | -50 | -50 | -50 | -50 | -50 | 29.9635 | -50
| Unit 628 | Other | 15.984 | 136020.5928 | -50 | -50 | -50 | -50 | -50 | -50 | -50 | -50 | 30.0425
| Unit 629 | CC | 109.06 | 136129.6528 | -50 | -50 | -50 | -50 | -50 | 30.0428 | -50 | -50 | -50
| Unit 630 | CT Gas | 46.87 | 136176.5228 | -50 | -50 | -50 | -50 | -50 | -50 | -50 | 30.0603 | -50
| Unit 631 | Other | 15.984 | 136192.5068 | -50 | -50 | -50 | -50 | -50 | -50 | -50 | -50 | 30.1641
| Unit 632 | CT Gas | 14.45 | 136206.9568 | -50 | -50 | -50 | -50 | -50 | -50 | -50 | 30.208 | -50
| Unit 633 | ST Coal | 200.5 | 136407.4568 | -50 | -50 | -50 | -50 | 30.2197 | -50 | -50 | -50 | -50
| Unit 634 | Other | 11.988 | 136419.4448 | -50 | -50 | -50 | -50 | -50 | -50 | -50 | -50 | 30.2642
| Unit 635 | Other | 15.984 | 136435.4288 | -50 | -50 | -50 | -50 | -50 | -50 | -50 | -50 | 30.3307
| Unit 636 | CT Gas | 36.79 | 136472.2188 | -50 | -50 | -50 | -50 | -50 | -50 | -50 | 30.3527 | -50
| Unit 637 | Other | 5.994 | 136478.2128 | -50 | -50 | -50 | -50 | -50 | -50 | -50 | -50 | 30.3626
| Unit 638 | ST Coal | 374 | 136852.2128 | -50 | -50 | -50 | -50 | 30.4063 | -50 | -50 | -50 | -50
| Unit 639 | Other | 13.7862 | 136865.999 | -50 | -50 | -50 | -50 | -50 | -50 | -50 | -50 | 30.4261
| Unit 640 | CC | 61.5 | 136927.499 | -50 | -50 | -50 | -50 | -50 | 30.4489 | -50 | -50 | -50
| Unit 641 | CT Gas | 46.87 | 136974.369 | -50 | -50 | -50 | -50 | -50 | -50 | -50 | 30.4545 | -50
| Unit 642 | CT Gas | 50 | 137024.369 | -50 | -50 | -50 | -50 | -50 | -50 | -50 | 30.558 | -50
| Unit 643 | CT Gas | 46.87 | 137071.239 | -50 | -50 | -50 | -50 | -50 | -50 | -50 | 30.5691 | -50
| Unit 644 | Other | 6.993 | 137078.232 | -50 | -50 | -50 | -50 | -50 | -50 | -50 | -50 | 30.5808
| Unit 645 | Other | 21.7782 | 137100.0102 | -50 | -50 | -50 | -50 | -50 | -50 | -50 | -50 | 30.6109
| Unit 646 | CC | 55.33 | 137155.3402 | -50 | -50 | -50 | -50 | -50 | 30.6531 | -50 | -50 | -50
| Unit 647 | ST Coal | 1265.88 | 138421.2202 | -50 | -50 | -50 | -50 | 30.66 | -50 | -50 | -50 | -50
| Unit 648 | CT Gas | 46.87 | 138468.0902 | -50 | -50 | -50 | -50 | -50 | -50 | -50 | 30.6795 | -50
| Unit 649 | ST / IC Gas | 83.6 | 138551.6902 | -50 | -50 | -50 | -50 | -50 | -50 | 30.6814 | -50 | -50
| Unit 650 | CT Gas | 46.87 | 138598.5602 | -50 | -50 | -50 | -50 | -50 | -50 | -50 | 30.6886 | -50
| Unit 651 | Other | 159.84 | 138758.4002 | -50 | -50 | -50 | -50 | -50 | -50 | -50 | -50 | 30.7155
| Unit 652 | ST Coal | 47.95 | 138806.3502 | -50 | -50 | -50 | -50 | 30.7343 | -50 | -50 | -50 | -50
| Unit 653 | ST Coal | 1246.7 | 140053.0502 | -50 | -50 | -50 | -50 | 30.7681 | -50 | -50 | -50 | -50
| Unit 654 | Other | 8.991 | 140062.0412 | -50 | -50 | -50 | -50 | -50 | -50 | -50 | -50 | 30.7943
| Unit 655 | CT Gas | 9.11 | 140071.1512 | -50 | -50 | -50 | -50 | -50 | -50 | -50 | 30.9262 | -50
| Unit 656 | CC | 122.49 | 140193.6412 | -50 | -50 | -50 | -50 | -50 | 31.126 | -50 | -50 | -50
| Unit 657 | CT Gas | 75 | 140268.6412 | -50 | -50 | -50 | -50 | -50 | -50 | -50 | 31.1298 | -50
| Unit 658 | CT Gas | 70.96 | 140339.6012 | -50 | -50 | -50 | -50 | -50 | -50 | -50 | 31.1512 | -50
| Unit 659 | ST / IC Gas | 497.77 | 140837.3712 | -50 | -50 | -50 | -50 | -50 | -50 | 31.184 | -50 | -50
| Unit 660 | CT Gas | 75 | 140912.3712 | -50 | -50 | -50 | -50 | -50 | -50 | -50 | 31.2125 | -50
| Unit 661 | CT Gas | 75 | 140987.3712 | -50 | -50 | -50 | -50 | -50 | -50 | -50 | 31.2125 | -50
| Unit 662 | CT Gas | 75 | 141062.3712 | -50 | -50 | -50 | -50 | -50 | -50 | -50 | 31.2125 | -50
| Unit 663 | CT Gas | 75 | 141137.3712 | -50 | -50 | -50 | -50 | -50 | -50 | -50 | 31.2428 | -50
| Unit 664 | CC | 47.03 | 141184.4012 | -50 | -50 | -50 | -50 | -50 | 31.2766 | -50 | -50 | -50
| Unit 665 | CC | 64.9 | 141249.3012 | -50 | -50 | -50 | -50 | -50 | 31.3192 | -50 | -50 | -50
| Unit 666 | ST / IC Gas | 301.74 | 141551.0412 | -50 | -50 | -50 | -50 | -50 | -50 | 31.3384 | -50 | -50
| Unit 667 | Other | 48.0519 | 141599.0931 | -50 | -50 | -50 | -50 | -50 | -50 | -50 | -50 | 31.4497
| Unit 668 | CT Gas | 36.79 | 141635.8831 | -50 | -50 | -50 | -50 | -50 | -50 | -50 | 31.4869 | -50
| Unit 669 | Other | 29.97 | 141665.8531 | -50 | -50 | -50 | -50 | -50 | -50 | -50 | -50 | 31.5485
| Unit 670 | ST Coal | 1265.88 | 142931.7331 | -50 | -50 | -50 | -50 | 31.5623 | -50 | -50 | -50 | -50
| Unit 671 | Other | 33.4265 | 142965.1596 | -50 | -50 | -50 | -50 | -50 | -50 | -50 | -50 | 31.5816
| Unit 672 | CT Gas | 157.9 | 143123.0596 | -50 | -50 | -50 | -50 | -50 | -50 | -50 | 31.6098 | -50
| Unit 673 | CT Gas | 157.5 | 143280.5596 | -50 | -50 | -50 | -50 | -50 | -50 | -50 | 31.6131 | -50
| Unit 674 | CT Gas | 158.29 | 143438.8496 | -50 | -50 | -50 | -50 | -50 | -50 | -50 | 31.6295 | -50
| Unit 675 | CT Gas | 36.79 | 143475.6396 | -50 | -50 | -50 | -50 | -50 | -50 | -50 | 31.7297 | -50
| Unit 676 | Other | 32.3676 | 143508.0072 | -50 | -50 | -50 | -50 | -50 | -50 | -50 | -50 | 31.7829
| Unit 677 | Other | 5.3946 | 143513.4018 | -50 | -50 | -50 | -50 | -50 | -50 | -50 | -50 | 31.7889
| Unit 678 | CT Gas | 38.37 | 143551.7718 | -50 | -50 | -50 | -50 | -50 | -50 | -50 | 31.7948 | -50
| Unit 679 | CT Gas | 38.37 | 143590.1418 | -50 | -50 | -50 | -50 | -50 | -50 | -50 | 31.8157 | -50
| Unit 680 | CT Gas | 44.55 | 143634.6918 | -50 | -50 | -50 | -50 | -50 | -50 | -50 | 31.8181 | -50
| Unit 681 | Other | 27.972 | 143662.6638 | -50 | -50 | -50 | -50 | -50 | -50 | -50 | -50 | 31.8244
| Unit 682 | CT Gas | 77 | 143739.6638 | -50 | -50 | -50 | -50 | -50 | -50 | -50 | 31.852 | -50
| Unit 683 | CT Gas | 44.55 | 143784.2138 | -50 | -50 | -50 | -50 | -50 | -50 | -50 | 31.8753 | -50
| Unit 684 | Other | 11.988 | 143796.2018 | -50 | -50 | -50 | -50 | -50 | -50 | -50 | -50 | 31.9064
| Unit 685 | CT Gas | 146.99 | 143943.1918 | -50 | -50 | -50 | -50 | -50 | -50 | -50 | 32.0233 | -50
| Unit 686 | CT Gas | 36.79 | 143979.9818 | -50 | -50 | -50 | -50 | -50 | -50 | -50 | 32.0538 | -50
| Unit 687 | CT Gas | 155 | 144134.9818 | -50 | -50 | -50 | -50 | -50 | -50 | -50 | 32.0674 | -50
| Unit 688 | CT Gas | 146.99 | 144281.9718 | -50 | -50 | -50 | -50 | -50 | -50 | -50 | 32.1159 | -50
| Unit 689 | Other | 50.949 | 144332.9208 | -50 | -50 | -50 | -50 | -50 | -50 | -50 | -50 | 32.1562
| Unit 690 | Other | 76.2237 | 144409.1445 | -50 | -50 | -50 | -50 | -50 | -50 | -50 | -50 | 32.1658
| Unit 691 | CT Gas | 44.55 | 144453.6945 | -50 | -50 | -50 | -50 | -50 | -50 | -50 | 32.169 | -50
| Unit 692 | CT Gas | 44.55 | 144498.2445 | -50 | -50 | -50 | -50 | -50 | -50 | -50 | 32.169 | -50
| Unit 693 | CT Gas | 44.55 | 144542.7945 | -50 | -50 | -50 | -50 | -50 | -50 | -50 | 32.169 | -50
| Unit 694 | Other | 16.7832 | 144559.5777 | -50 | -50 | -50 | -50 | -50 | -50 | -50 | -50 | 32.1702
| Unit 695 | Other | 5.7443 | 144565.322 | -50 | -50 | -50 | -50 | -50 | -50 | -50 | -50 | 32.1965
| Unit 696 | Other | 29.97 | 144595.292 | -50 | -50 | -50 | -50 | -50 | -50 | -50 | -50 | 32.2451
| Unit 697 | CT Gas | 44.55 | 144639.842 | -50 | -50 | -50 | -50 | -50 | -50 | -50 | 32.2564 | -50
| Unit 698 | Other | 29.97 | 144669.812 | -50 | -50 | -50 | -50 | -50 | -50 | -50 | -50 | 32.2761
| Unit 699 | Other | 29.97 | 144699.782 | -50 | -50 | -50 | -50 | -50 | -50 | -50 | -50 | 32.2983
| Unit 700 | Other | 95.904 | 144795.686 | -50 | -50 | -50 | -50 | -50 | -50 | -50 | -50 | 32.3063
| Unit 701 | CT Gas | 158.5 | 144954.186 | -50 | -50 | -50 | -50 | -50 | -50 | -50 | 32.3948 | -50
| Unit 702 | CT Gas | 45 | 144999.186 | -50 | -50 | -50 | -50 | -50 | -50 | -50 | 32.3984 | -50
| Unit 703 | ST Coal | 237.79 | 145236.976 | -50 | -50 | -50 | -50 | 32.4919 | -50 | -50 | -50 | -50
| Unit 704 | Other | 3.1968 | 145240.1728 | -50 | -50 | -50 | -50 | -50 | -50 | -50 | -50 | 32.5005
| Unit 705 | Other | 2.3976 | 145242.5704 | -50 | -50 | -50 | -50 | -50 | -50 | -50 | -50 | 32.5026
| Unit 706 | Other | 4.995 | 145247.5654 | -50 | -50 | -50 | -50 | -50 | -50 | -50 | -50 | 32.6148
| Unit 707 | CT Gas | 56.32 | 145303.8854 | -50 | -50 | -50 | -50 | -50 | -50 | -50 | 32.6907 | -50
| Unit 708 | Other | 43.4565 | 145347.3419 | -50 | -50 | -50 | -50 | -50 | -50 | -50 | -50 | 32.7359
| Unit 709 | Other | 9.99 | 145357.3319 | -50 | -50 | -50 | -50 | -50 | -50 | -50 | -50 | 32.7399
| Unit 710 | ST Coal | 172.62 | 145529.9519 | -50 | -50 | -50 | -50 | 32.7634 | -50 | -50 | -50 | -50
| Unit 711 | CT Gas | 45 | 145574.9519 | -50 | -50 | -50 | -50 | -50 | -50 | -50 | 32.8169 | -50
| Unit 712 | Other | 16.7832 | 145591.7351 | -50 | -50 | -50 | -50 | -50 | -50 | -50 | -50 | 32.8281
| Unit 713 | ST / IC Gas | 10.5 | 145602.2351 | -50 | -50 | -50 | -50 | -50 | -50 | 32.8738 | -50 | -50
| Unit 714 | CT Gas | 38.28 | 145640.5151 | -50 | -50 | -50 | -50 | -50 | -50 | -50 | 32.8962 | -50
| Unit 715 | ST Coal | 215.77 | 145856.2851 | -50 | -50 | -50 | -50 | 33.0436 | -50 | -50 | -50 | -50
| Unit 716 | CT Gas | 78.7 | 145934.9851 | -50 | -50 | -50 | -50 | -50 | -50 | -50 | 33.0806 | -50
| Unit 717 | CT Gas | 104 | 146038.9851 | -50 | -50 | -50 | -50 | -50 | -50 | -50 | 33.0996 | -50
| Unit 718 | CT Gas | 45 | 146083.9851 | -50 | -50 | -50 | -50 | -50 | -50 | -50 | 33.1245 | -50
| Unit 719 | CT Gas | 42 | 146125.9851 | -50 | -50 | -50 | -50 | -50 | -50 | -50 | 33.1416 | -50
| Unit 720 | CT Gas | 78.8 | 146204.7851 | -50 | -50 | -50 | -50 | -50 | -50 | -50 | 33.1439 | -50
| Unit 721 | ST / IC Gas | 84.56 | 146289.3451 | -50 | -50 | -50 | -50 | -50 | -50 | 33.2261 | -50 | -50
| Unit 722 | Other | 11.2987 | 146300.6438 | -50 | -50 | -50 | -50 | -50 | -50 | -50 | -50 | 33.236
| Unit 723 | CT Gas | 5.26 | 146305.9038 | -50 | -50 | -50 | -50 | -50 | -50 | -50 | 33.2439 | -50
| Unit 724 | CT Gas | 77.6 | 146383.5038 | -50 | -50 | -50 | -50 | -50 | -50 | -50 | 33.2789 | -50
| Unit 725 | CT Gas | 24.35 | 146407.8538 | -50 | -50 | -50 | -50 | -50 | -50 | -50 | 33.3186 | -50
| Unit 726 | Other | 4.5954 | 146412.4492 | -50 | -50 | -50 | -50 | -50 | -50 | -50 | -50 | 33.3201
| Unit 727 | CT Gas | 77.9 | 146490.3492 | -50 | -50 | -50 | -50 | -50 | -50 | -50 | 33.3314 | -50
| Unit 728 | CT Gas | 45 | 146535.3492 | -50 | -50 | -50 | -50 | -50 | -50 | -50 | 33.3355 | -50
| Unit 729 | CT Gas | 78.2 | 146613.5492 | -50 | -50 | -50 | -50 | -50 | -50 | -50 | 33.352 | -50
| Unit 730 | ST Coal | 210.02 | 146823.5692 | -50 | -50 | -50 | -50 | 33.3542 | -50 | -50 | -50 | -50
| Unit 731 | Other | 4.5954 | 146828.1646 | -50 | -50 | -50 | -50 | -50 | -50 | -50 | -50 | 33.3557
| Unit 732 | CT Gas | 77.5 | 146905.6646 | -50 | -50 | -50 | -50 | -50 | -50 | -50 | 33.3777 | -50
| Unit 733 | CT Gas | 45 | 146950.6646 | -50 | -50 | -50 | -50 | -50 | -50 | -50 | 33.382 | -50
| Unit 734 | CT Gas | 45 | 146995.6646 | -50 | -50 | -50 | -50 | -50 | -50 | -50 | 33.384 | -50
| Unit 735 | CT Gas | 77.1 | 147072.7646 | -50 | -50 | -50 | -50 | -50 | -50 | -50 | 33.3843 | -50
| Unit 736 | CT Gas | 45 | 147117.7646 | -50 | -50 | -50 | -50 | -50 | -50 | -50 | 33.3852 | -50
| Unit 737 | CT Gas | 45 | 147162.7646 | -50 | -50 | -50 | -50 | -50 | -50 | -50 | 33.3881 | -50
| Unit 738 | CT Gas | 29 | 147191.7646 | -50 | -50 | -50 | -50 | -50 | -50 | -50 | 33.3925 | -50
| Unit 739 | Other | 55.944 | 147247.7086 | -50 | -50 | -50 | -50 | -50 | -50 | -50 | -50 | 33.4172
| Unit 740 | Other | 29.4705 | 147277.1791 | -50 | -50 | -50 | -50 | -50 | -50 | -50 | -50 | 33.4711
| Unit 741 | CT Gas | 74.46 | 147351.6391 | -50 | -50 | -50 | -50 | -50 | -50 | -50 | 33.4755 | -50
| Unit 742 | CT Gas | 79.1 | 147430.7391 | -50 | -50 | -50 | -50 | -50 | -50 | -50 | 33.4796 | -50
| Unit 743 | CT Gas | 74.46 | 147505.1991 | -50 | -50 | -50 | -50 | -50 | -50 | -50 | 33.5043 | -50
| Unit 744 | CT Gas | 24.88 | 147530.0791 | -50 | -50 | -50 | -50 | -50 | -50 | -50 | 33.5134 | -50
| Unit 745 | ST Coal | 251.26 | 147781.3391 | -50 | -50 | -50 | -50 | 33.5263 | -50 | -50 | -50 | -50
| Unit 746 | CT Gas | 75 | 147856.3391 | -50 | -50 | -50 | -50 | -50 | -50 | -50 | 33.54 | -50
| Unit 747 | ST Coal | 111.63 | 147967.9691 | -50 | -50 | -50 | -50 | 33.5403 | -50 | -50 | -50 | -50
| Unit 748 | CT Gas | 74.46 | 148042.4291 | -50 | -50 | -50 | -50 | -50 | -50 | -50 | 33.5629 | -50
| Unit 749 | CT Gas | 50 | 148092.4291 | -50 | -50 | -50 | -50 | -50 | -50 | -50 | 33.6194 | -50
| Unit 750 | CT Gas | 74.46 | 148166.8891 | -50 | -50 | -50 | -50 | -50 | -50 | -50 | 33.6626 | -50
| Unit 751 | ST / IC Gas | 148 | 148314.8891 | -50 | -50 | -50 | -50 | -50 | -50 | 33.679 | -50 | -50
| Unit 752 | Other | 8.971 | 148323.8601 | -50 | -50 | -50 | -50 | -50 | -50 | -50 | -50 | 33.7228
| Unit 753 | CT Gas | 45 | 148368.8601 | -50 | -50 | -50 | -50 | -50 | -50 | -50 | 33.7452 | -50
| Unit 754 | Other | 11.2987 | 148380.1588 | -50 | -50 | -50 | -50 | -50 | -50 | -50 | -50 | 33.8376
| Unit 755 | Other | 74.925 | 148455.0838 | -50 | -50 | -50 | -50 | -50 | -50 | -50 | -50 | 33.8518
| Unit 756 | Other | 3.996 | 148459.0798 | -50 | -50 | -50 | -50 | -50 | -50 | -50 | -50 | 33.9341
| Unit 757 | Other | 19.98 | 148479.0598 | -50 | -50 | -50 | -50 | -50 | -50 | -50 | -50 | 33.9887
| Unit 758 | ST Coal | 144.81 | 148623.8698 | -50 | -50 | -50 | -50 | 34.0047 | -50 | -50 | -50 | -50
| Unit 759 | ST / IC Gas | 124.92 | 148748.7898 | -50 | -50 | -50 | -50 | -50 | -50 | 34.0907 | -50 | -50
| Unit 760 | CT Gas | 43.8 | 148792.5898 | -50 | -50 | -50 | -50 | -50 | -50 | -50 | 34.1042 | -50
| Unit 761 | Other | 9.4905 | 148802.0803 | -50 | -50 | -50 | -50 | -50 | -50 | -50 | -50 | 34.1356
| Unit 762 | CT Gas | 77 | 148879.0803 | -50 | -50 | -50 | -50 | -50 | -50 | -50 | 34.1863 | -50
| Unit 763 | ST Coal | 7.67 | 148886.7503 | -50 | -50 | -50 | -50 | 34.2299 | -50 | -50 | -50 | -50
| Unit 764 | CT Gas | 25.4 | 148912.1503 | -50 | -50 | -50 | -50 | -50 | -50 | -50 | 34.2735 | -50
| Unit 765 | ST Coal | 434.01 | 149346.1603 | -50 | -50 | -50 | -50 | 34.3032 | -50 | -50 | -50 | -50
| Unit 766 | CT Gas | 112 | 149458.1603 | -50 | -50 | -50 | -50 | -50 | -50 | -50 | 34.3377 | -50
| Unit 767 | CT Gas | 104 | 149562.1603 | -50 | -50 | -50 | -50 | -50 | -50 | -50 | 34.3388 | -50
| Unit 768 | CT Gas | 112 | 149674.1603 | -50 | -50 | -50 | -50 | -50 | -50 | -50 | 34.5034 | -50
| Unit 769 | CT Gas | 75 | 149749.1603 | -50 | -50 | -50 | -50 | -50 | -50 | -50 | 34.5459 | -50
| Unit 770 | CT Gas | 78.7 | 149827.8603 | -50 | -50 | -50 | -50 | -50 | -50 | -50 | 34.6273 | -50
| Unit 771 | CC | 223.49 | 150051.3503 | -50 | -50 | -50 | -50 | -50 | 34.6554 | -50 | -50 | -50
| Unit 772 | CT Gas | 18.57 | 150069.9203 | -50 | -50 | -50 | -50 | -50 | -50 | -50 | 34.7014 | -50
| Unit 773 | CT Gas | 78.5 | 150148.4203 | -50 | -50 | -50 | -50 | -50 | -50 | -50 | 34.736 | -50
| Unit 774 | CT Gas | 75 | 150223.4203 | -50 | -50 | -50 | -50 | -50 | -50 | -50 | 34.8369 | -50
| Unit 775 | CT Gas | 37 | 150260.4203 | -50 | -50 | -50 | -50 | -50 | -50 | -50 | 34.9227 | -50
| Unit 776 | CT Gas | 37 | 150297.4203 | -50 | -50 | -50 | -50 | -50 | -50 | -50 | 34.9248 | -50
| Unit 777 | CT Gas | 37 | 150334.4203 | -50 | -50 | -50 | -50 | -50 | -50 | -50 | 34.9314 | -50
| Unit 778 | ST / IC Gas | 220.01 | 150554.4303 | -50 | -50 | -50 | -50 | -50 | -50 | 34.938 | -50 | -50
| Unit 779 | CT Gas | 37 | 150591.4303 | -50 | -50 | -50 | -50 | -50 | -50 | -50 | 34.9445 | -50
| Unit 780 | CT Gas | 112 | 150703.4303 | -50 | -50 | -50 | -50 | -50 | -50 | -50 | 34.9458 | -50
| Unit 781 | CT Gas | 105 | 150808.4303 | -50 | -50 | -50 | -50 | -50 | -50 | -50 | 35.0154 | -50
| Unit 782 | CT Gas | 105 | 150913.4303 | -50 | -50 | -50 | -50 | -50 | -50 | -50 | 35.0454 | -50
| Unit 783 | Other | 41.4585 | 150954.8888 | -50 | -50 | -50 | -50 | -50 | -50 | -50 | -50 | 35.0499
| Unit 784 | ST Coal | 413.33 | 151368.2188 | -50 | -50 | -50 | -50 | 35.0515 | -50 | -50 | -50 | -50
| Unit 785 | CT Gas | 37 | 151405.2188 | -50 | -50 | -50 | -50 | -50 | -50 | -50 | 35.0652 | -50
| Unit 786 | CT Gas | 105 | 151510.2188 | -50 | -50 | -50 | -50 | -50 | -50 | -50 | 35.1066 | -50
| Unit 787 | Other | 5.4945 | 151515.7133 | -50 | -50 | -50 | -50 | -50 | -50 | -50 | -50 | 35.1271
| Unit 788 | CT Gas | 50.1 | 151565.8133 | -50 | -50 | -50 | -50 | -50 | -50 | -50 | 35.1396 | -50
| Unit 789 | Other | 5.4945 | 151571.3078 | -50 | -50 | -50 | -50 | -50 | -50 | -50 | -50 | 35.1419
| Unit 790 | CT Gas | 42.05 | 151613.3578 | -50 | -50 | -50 | -50 | -50 | -50 | -50 | 35.144 | -50
| Unit 791 | CT Gas | 75 | 151688.3578 | -50 | -50 | -50 | -50 | -50 | -50 | -50 | 35.1541 | -50
| Unit 792 | Other | 56.943 | 151745.3008 | -50 | -50 | -50 | -50 | -50 | -50 | -50 | -50 | 35.1587
| Unit 793 | CT Gas | 74.46 | 151819.7608 | -50 | -50 | -50 | -50 | -50 | -50 | -50 | 35.164 | -50
| Unit 794 | CT Gas | 38.28 | 151858.0408 | -50 | -50 | -50 | -50 | -50 | -50 | -50 | 35.2017 | -50
| Unit 795 | CT Gas | 37 | 151895.0408 | -50 | -50 | -50 | -50 | -50 | -50 | -50 | 35.2443 | -50
| Unit 796 | CT Gas | 77.2 | 151972.2408 | -50 | -50 | -50 | -50 | -50 | -50 | -50 | 35.3438 | -50
| Unit 797 | CT Gas | 84 | 152056.2408 | -50 | -50 | -50 | -50 | -50 | -50 | -50 | 35.355 | -50
| Unit 798 | CT Gas | 37 | 152093.2408 | -50 | -50 | -50 | -50 | -50 | -50 | -50 | 35.3587 | -50
| Unit 799 | CT Gas | 115 | 152208.2408 | -50 | -50 | -50 | -50 | -50 | -50 | -50 | 35.3618 | -50
| Unit 800 | CT Gas | 115 | 152323.2408 | -50 | -50 | -50 | -50 | -50 | -50 | -50 | 35.3628 | -50
| Unit 801 | CT Gas | 115 | 152438.2408 | -50 | -50 | -50 | -50 | -50 | -50 | -50 | 35.3688 | -50
| Unit 802 | CT Gas | 115 | 152553.2408 | -50 | -50 | -50 | -50 | -50 | -50 | -50 | 35.3723 | -50
| Unit 803 | CT Gas | 79.1 | 152632.3408 | -50 | -50 | -50 | -50 | -50 | -50 | -50 | 35.3804 | -50
| Unit 804 | CT Gas | 104 | 152736.3408 | -50 | -50 | -50 | -50 | -50 | -50 | -50 | 35.3824 | -50
| Unit 805 | Other | 41.4585 | 152777.7993 | -50 | -50 | -50 | -50 | -50 | -50 | -50 | -50 | 35.4135
| Unit 806 | CT Gas | 77.1 | 152854.8993 | -50 | -50 | -50 | -50 | -50 | -50 | -50 | 35.4246 | -50
| Unit 807 | CT Gas | 62 | 152916.8993 | -50 | -50 | -50 | -50 | -50 | -50 | -50 | 35.5801 | -50
| Unit 808 | CT Gas | 73.58 | 152990.4793 | -50 | -50 | -50 | -50 | -50 | -50 | -50 | 35.634 | -50
| Unit 809 | CT Gas | 81 | 153071.4793 | -50 | -50 | -50 | -50 | -50 | -50 | -50 | 35.7287 | -50
| Unit 810 | CT Gas | 25.5 | 153096.9793 | -50 | -50 | -50 | -50 | -50 | -50 | -50 | 35.8114 | -50
| Unit 811 | CT Gas | 50 | 153146.9793 | -50 | -50 | -50 | -50 | -50 | -50 | -50 | 35.8904 | -50
| Unit 812 | CT Gas | 85 | 153231.9793 | -50 | -50 | -50 | -50 | -50 | -50 | -50 | 35.9373 | -50
| Unit 813 | Other | 45.954 | 153277.9333 | -50 | -50 | -50 | -50 | -50 | -50 | -50 | -50 | 35.9684
| Unit 814 | Other | 40.6593 | 153318.5926 | -50 | -50 | -50 | -50 | -50 | -50 | -50 | -50 | 35.9939
| Unit 815 | Other | 5.994 | 153324.5866 | -50 | -50 | -50 | -50 | -50 | -50 | -50 | -50 | 36.0839
| Unit 816 | CT Gas | 85 | 153409.5866 | -50 | -50 | -50 | -50 | -50 | -50 | -50 | 36.1095 | -50
| Unit 817 | Other | 4.995 | 153414.5816 | -50 | -50 | -50 | -50 | -50 | -50 | -50 | -50 | 36.1391
| Unit 818 | Other | 8.6214 | 153423.2029 | -50 | -50 | -50 | -50 | -50 | -50 | -50 | -50 | 36.2122
| Unit 819 | Other | 6.1339 | 153429.3368 | -50 | -50 | -50 | -50 | -50 | -50 | -50 | -50 | 36.2242
| Unit 820 | CT Gas | 37 | 153466.3368 | -50 | -50 | -50 | -50 | -50 | -50 | -50 | 36.2272 | -50
| Unit 821 | CT Gas | 82 | 153548.3368 | -50 | -50 | -50 | -50 | -50 | -50 | -50 | 36.2352 | -50
| Unit 822 | ST Coal | 599.37 | 154147.7068 | -50 | -50 | -50 | -50 | 36.2482 | -50 | -50 | -50 | -50
| Unit 823 | CT Gas | 72 | 154219.7068 | -50 | -50 | -50 | -50 | -50 | -50 | -50 | 36.3652 | -50
| Unit 824 | CT Gas | 85 | 154304.7068 | -50 | -50 | -50 | -50 | -50 | -50 | -50 | 36.4038 | -50
| Unit 825 | CT Gas | 116 | 154420.7068 | -50 | -50 | -50 | -50 | -50 | -50 | -50 | 36.4707 | -50
| Unit 826 | CT Gas | 75 | 154495.7068 | -50 | -50 | -50 | -50 | -50 | -50 | -50 | 36.4826 | -50
| Unit 827 | ST Coal | 14.38 | 154510.0868 | -50 | -50 | -50 | -50 | 36.5136 | -50 | -50 | -50 | -50
| Unit 828 | CT Gas | 91 | 154601.0868 | -50 | -50 | -50 | -50 | -50 | -50 | -50 | 36.5446 | -50
| Unit 829 | CT Gas | 42 | 154643.0868 | -50 | -50 | -50 | -50 | -50 | -50 | -50 | 36.5677 | -50
| Unit 830 | Other | 69.93 | 154713.0168 | -50 | -50 | -50 | -50 | -50 | -50 | -50 | -50 | 36.6132
| Unit 831 | Other | 2.997 | 154716.0138 | -50 | -50 | -50 | -50 | -50 | -50 | -50 | -50 | 36.6617
| Unit 832 | CT Gas | 85 | 154801.0138 | -50 | -50 | -50 | -50 | -50 | -50 | -50 | 36.723 | -50
| Unit 833 | Other | 8.991 | 154810.0048 | -50 | -50 | -50 | -50 | -50 | -50 | -50 | -50 | 36.8035
| Unit 834 | CT Gas | 29 | 154839.0048 | -50 | -50 | -50 | -50 | -50 | -50 | -50 | 37.101 | -50
| Unit 835 | CT Gas | 74 | 154913.0048 | -50 | -50 | -50 | -50 | -50 | -50 | -50 | 37.1868 | -50
| Unit 836 | Other | 2.997 | 154916.0018 | -50 | -50 | -50 | -50 | -50 | -50 | -50 | -50 | 37.219
| Unit 837 | Other | 29.4705 | 154945.4723 | -50 | -50 | -50 | -50 | -50 | -50 | -50 | -50 | 37.2417
| Unit 838 | Other | 29.4705 | 154974.9428 | -50 | -50 | -50 | -50 | -50 | -50 | -50 | -50 | 37.2417
| Unit 839 | Other | 14.985 | 154989.9278 | -50 | -50 | -50 | -50 | -50 | -50 | -50 | -50 | 37.2617
| Unit 840 | Other | 4.995 | 154994.9228 | -50 | -50 | -50 | -50 | -50 | -50 | -50 | -50 | 37.2912
| Unit 841 | CT Gas | 116 | 155110.9228 | -50 | -50 | -50 | -50 | -50 | -50 | -50 | 37.3372 | -50
| Unit 842 | ST Coal | 657.98 | 155768.9028 | -50 | -50 | -50 | -50 | 37.3652 | -50 | -50 | -50 | -50
| Unit 843 | CT Gas | 44 | 155812.9028 | -50 | -50 | -50 | -50 | -50 | -50 | -50 | 37.3809 | -50
| Unit 844 | ST Coal | 66.17 | 155879.0728 | -50 | -50 | -50 | -50 | 37.4182 | -50 | -50 | -50 | -50
| Unit 845 | CT Gas | 44 | 155923.0728 | -50 | -50 | -50 | -50 | -50 | -50 | -50 | 37.46 | -50
| Unit 846 | CT Gas | 116 | 156039.0728 | -50 | -50 | -50 | -50 | -50 | -50 | -50 | 37.6889 | -50
| Unit 847 | ST Coal | 40.76 | 156079.8328 | -50 | -50 | -50 | -50 | 37.7843 | -50 | -50 | -50 | -50
| Unit 848 | CT Gas | 84 | 156163.8328 | -50 | -50 | -50 | -50 | -50 | -50 | -50 | 37.9671 | -50
| Unit 849 | CT Gas | 84 | 156247.8328 | -50 | -50 | -50 | -50 | -50 | -50 | -50 | 38.0028 | -50
| Unit 850 | CT Gas | 28.91 | 156276.7428 | -50 | -50 | -50 | -50 | -50 | -50 | -50 | 38.1609 | -50
| Unit 851 | CT Gas | 84 | 156360.7428 | -50 | -50 | -50 | -50 | -50 | -50 | -50 | 38.1664 | -50
| Unit 852 | Other | 4.995 | 156365.7378 | -50 | -50 | -50 | -50 | -50 | -50 | -50 | -50 | 38.2568
| Unit 853 | CT Gas | 75.5 | 156441.2378 | -50 | -50 | -50 | -50 | -50 | -50 | -50 | 38.2952 | -50
| Unit 854 | ST Coal | 66.17 | 156507.4078 | -50 | -50 | -50 | -50 | 38.431 | -50 | -50 | -50 | -50
| Unit 855 | CT Gas | 84 | 156591.4078 | -50 | -50 | -50 | -50 | -50 | -50 | -50 | 38.4316 | -50
| Unit 856 | ST Coal | 40.76 | 156632.1678 | -50 | -50 | -50 | -50 | 38.5243 | -50 | -50 | -50 | -50
| Unit 857 | ST / IC Gas | 51 | 156683.1678 | -50 | -50 | -50 | -50 | -50 | -50 | 38.5404 | -50 | -50
| Unit 858 | Other | 3.2967 | 156686.4645 | -50 | -50 | -50 | -50 | -50 | -50 | -50 | -50 | 38.6133
| Unit 859 | CT Gas | 75.5 | 156761.9645 | -50 | -50 | -50 | -50 | -50 | -50 | -50 | 38.8024 | -50
| Unit 860 | ST Coal | 62.33 | 156824.2945 | -50 | -50 | -50 | -50 | 38.8266 | -50 | -50 | -50 | -50
| Unit 861 | Other | 69.93 | 156894.2245 | -50 | -50 | -50 | -50 | -50 | -50 | -50 | -50 | 38.8673
| Unit 862 | ST / IC Gas | 3.5 | 156897.7245 | -50 | -50 | -50 | -50 | -50 | -50 | 38.966 | -50 | -50
| Unit 863 | ST Coal | 594.58 | 157492.3045 | -50 | -50 | -50 | -50 | 39.0339 | -50 | -50 | -50 | -50
| Unit 864 | Other | 2.3976 | 157494.7021 | -50 | -50 | -50 | -50 | -50 | -50 | -50 | -50 | 39.0496
| Unit 865 | Other | 3.2168 | 157497.9189 | -50 | -50 | -50 | -50 | -50 | -50 | -50 | -50 | 39.0695
| Unit 866 | Other | 2.3976 | 157500.3165 | -50 | -50 | -50 | -50 | -50 | -50 | -50 | -50 | 39.1736
| Unit 867 | Other | 3.996 | 157504.3125 | -50 | -50 | -50 | -50 | -50 | -50 | -50 | -50 | 39.1872
| Unit 868 | CT Gas | 45 | 157549.3125 | -50 | -50 | -50 | -50 | -50 | -50 | -50 | 39.213 | -50
| Unit 869 | CT Gas | 77 | 157626.3125 | -50 | -50 | -50 | -50 | -50 | -50 | -50 | 39.2349 | -50
| Unit 870 | ST / IC Gas | 96 | 157722.3125 | -50 | -50 | -50 | -50 | -50 | -50 | 39.2891 | -50 | -50
| Unit 871 | Other | 2.3976 | 157724.7101 | -50 | -50 | -50 | -50 | -50 | -50 | -50 | -50 | 39.3544
| Unit 872 | CT Gas | 89 | 157813.7101 | -50 | -50 | -50 | -50 | -50 | -50 | -50 | 39.4438 | -50
| Unit 873 | Other | 2.6673 | 157816.3774 | -50 | -50 | -50 | -50 | -50 | -50 | -50 | -50 | 39.469
| Unit 874 | Other | 2.8971 | 157819.2745 | -50 | -50 | -50 | -50 | -50 | -50 | -50 | -50 | 39.6375
| Unit 875 | CT Gas | 130.53 | 157949.8045 | -50 | -50 | -50 | -50 | -50 | -50 | -50 | 39.7134 | -50
| Unit 876 | ST Coal | 57.54 | 158007.3445 | -50 | -50 | -50 | -50 | 39.7728 | -50 | -50 | -50 | -50
| Unit 877 | CT Gas | 79 | 158086.3445 | -50 | -50 | -50 | -50 | -50 | -50 | -50 | 39.9776 | -50
| Unit 878 | ST Coal | 57.54 | 158143.8845 | -50 | -50 | -50 | -50 | 40.4039 | -50 | -50 | -50 | -50
| Unit 879 | Other | 10.4895 | 158154.374 | -50 | -50 | -50 | -50 | -50 | -50 | -50 | -50 | 40.4307
| Unit 880 | Other | 10.4895 | 158164.8635 | -50 | -50 | -50 | -50 | -50 | -50 | -50 | -50 | 40.5268
| Unit 881 | Other | 24.975 | 158189.8385 | -50 | -50 | -50 | -50 | -50 | -50 | -50 | -50 | 40.5606
| Unit 882 | CT Gas | 79 | 158268.8385 | -50 | -50 | -50 | -50 | -50 | -50 | -50 | 40.5942 | -50
| Unit 883 | CT Gas | 72.5 | 158341.3385 | -50 | -50 | -50 | -50 | -50 | -50 | -50 | 40.6453 | -50
| Unit 884 | Other | 2.997 | 158344.3355 | -50 | -50 | -50 | -50 | -50 | -50 | -50 | -50 | 40.8159
| Unit 885 | Other | 2.997 | 158347.3325 | -50 | -50 | -50 | -50 | -50 | -50 | -50 | -50 | 40.9077
| Unit 886 | Other | 2.997 | 158350.3295 | -50 | -50 | -50 | -50 | -50 | -50 | -50 | -50 | 40.9398
| Unit 887 | Other | 2.997 | 158353.3265 | -50 | -50 | -50 | -50 | -50 | -50 | -50 | -50 | 40.973
| Unit 888 | CT Gas | 79 | 158432.3265 | -50 | -50 | -50 | -50 | -50 | -50 | -50 | 41.0005 | -50
| Unit 889 | ST / IC Gas | 98.02 | 158530.3465 | -50 | -50 | -50 | -50 | -50 | -50 | 41.0189 | -50 | -50
| Unit 890 | Other | 9.99 | 158540.3365 | -50 | -50 | -50 | -50 | -50 | -50 | -50 | -50 | 41.0402
| Unit 891 | CT Gas | 72.5 | 158612.8365 | -50 | -50 | -50 | -50 | -50 | -50 | -50 | 41.077 | -50
| Unit 892 | CT Gas | 79 | 158691.8365 | -50 | -50 | -50 | -50 | -50 | -50 | -50 | 41.1037 | -50
| Unit 893 | CT Gas | 79 | 158770.8365 | -50 | -50 | -50 | -50 | -50 | -50 | -50 | 41.1303 | -50
| Unit 894 | Other | 13.1868 | 158784.0233 | -50 | -50 | -50 | -50 | -50 | -50 | -50 | -50 | 41.1959
| Unit 895 | CT Gas | 72.5 | 158856.5233 | -50 | -50 | -50 | -50 | -50 | -50 | -50 | 41.2787 | -50
| Unit 896 | CT Gas | 81 | 158937.5233 | -50 | -50 | -50 | -50 | -50 | -50 | -50 | 41.4474 | -50
| Unit 897 | Other | 1.998 | 158939.5213 | -50 | -50 | -50 | -50 | -50 | -50 | -50 | -50 | 41.4929
| Unit 898 | CT Gas | 77 | 159016.5213 | -50 | -50 | -50 | -50 | -50 | -50 | -50 | 41.5283 | -50
| Unit 899 | CT Gas | 26 | 159042.5213 | -50 | -50 | -50 | -50 | -50 | -50 | -50 | 41.6379 | -50
| Unit 900 | CT Gas | 26 | 159068.5213 | -50 | -50 | -50 | -50 | -50 | -50 | -50 | 41.6726 | -50
| Unit 901 | ST Coal | 50.35 | 159118.8713 | -50 | -50 | -50 | -50 | 41.7322 | -50 | -50 | -50 | -50
| Unit 902 | CT Gas | 34 | 159152.8713 | -50 | -50 | -50 | -50 | -50 | -50 | -50 | 41.8439 | -50
| Unit 903 | Other | 2.8971 | 159155.7684 | -50 | -50 | -50 | -50 | -50 | -50 | -50 | -50 | 41.9764
| Unit 904 | CT Gas | 72.5 | 159228.2684 | -50 | -50 | -50 | -50 | -50 | -50 | -50 | 42.1166 | -50
| Unit 905 | Other | 3.2967 | 159231.5651 | -50 | -50 | -50 | -50 | -50 | -50 | -50 | -50 | 42.1358
| Unit 906 | CT Gas | 72.5 | 159304.0651 | -50 | -50 | -50 | -50 | -50 | -50 | -50 | 42.2348 | -50
| Unit 907 | CT Gas | 72 | 159376.0651 | -50 | -50 | -50 | -50 | -50 | -50 | -50 | 42.3705 | -50
| Unit 908 | CT Gas | 72.5 | 159448.5651 | -50 | -50 | -50 | -50 | -50 | -50 | -50 | 42.4434 | -50
| Unit 909 | Other | 3.2967 | 159451.8618 | -50 | -50 | -50 | -50 | -50 | -50 | -50 | -50 | 42.5451
| Unit 910 | Other | 1.5984 | 159453.4602 | -50 | -50 | -50 | -50 | -50 | -50 | -50 | -50 | 42.5703
| Unit 911 | CT Gas | 72 | 159525.4602 | -50 | -50 | -50 | -50 | -50 | -50 | -50 | 42.6198 | -50
| Unit 912 | CT Gas | 72 | 159597.4602 | -50 | -50 | -50 | -50 | -50 | -50 | -50 | 42.629 | -50
| Unit 913 | CT Gas | 72 | 159669.4602 | -50 | -50 | -50 | -50 | -50 | -50 | -50 | 42.6838 | -50
| Unit 914 | CT Gas | 34 | 159703.4602 | -50 | -50 | -50 | -50 | -50 | -50 | -50 | 42.6913 | -50
| Unit 915 | CT Gas | 16 | 159719.4602 | -50 | -50 | -50 | -50 | -50 | -50 | -50 | 42.7485 | -50
| Unit 916 | CT Gas | 16 | 159735.4602 | -50 | -50 | -50 | -50 | -50 | -50 | -50 | 42.81 | -50
| Unit 917 | CT Gas | 75.5 | 159810.9602 | -50 | -50 | -50 | -50 | -50 | -50 | -50 | 42.8781 | -50
| Unit 918 | CT Gas | 72 | 159882.9602 | -50 | -50 | -50 | -50 | -50 | -50 | -50 | 42.9972 | -50
| Unit 919 | Other | 4.0959 | 159887.0561 | -50 | -50 | -50 | -50 | -50 | -50 | -50 | -50 | 43.1167
| Unit 920 | CT Gas | 19 | 159906.0561 | -50 | -50 | -50 | -50 | -50 | -50 | -50 | 43.2032 | -50
| Unit 921 | CT Gas | 88 | 159994.0561 | -50 | -50 | -50 | -50 | -50 | -50 | -50 | 43.2161 | -50
| Unit 922 | CT Gas | 92 | 160086.0561 | -50 | -50 | -50 | -50 | -50 | -50 | -50 | 43.5286 | -50
| Unit 923 | Other | 6.3936 | 160092.4497 | -50 | -50 | -50 | -50 | -50 | -50 | -50 | -50 | 43.5512
| Unit 924 | ST Coal | 50.35 | 160142.7997 | -50 | -50 | -50 | -50 | 43.6038 | -50 | -50 | -50 | -50
| Unit 925 | CT Gas | 16 | 160158.7997 | -50 | -50 | -50 | -50 | -50 | -50 | -50 | 43.7003 | -50
| Unit 926 | Other | 65.934 | 160224.7337 | -50 | -50 | -50 | -50 | -50 | -50 | -50 | -50 | 43.7173
| Unit 927 | CT Gas | 39 | 160263.7337 | -50 | -50 | -50 | -50 | -50 | -50 | -50 | 43.7532 | -50
| Unit 928 | Other | 10.4895 | 160274.2232 | -50 | -50 | -50 | -50 | -50 | -50 | -50 | -50 | 44.0321
| Unit 929 | CT Gas | 72 | 160346.2232 | -50 | -50 | -50 | -50 | -50 | -50 | -50 | 44.1446 | -50
| Unit 930 | CT Gas | 59 | 160405.2232 | -50 | -50 | -50 | -50 | -50 | -50 | -50 | 44.1821 | -50
| Unit 931 | Other | 2.6673 | 160407.8905 | -50 | -50 | -50 | -50 | -50 | -50 | -50 | -50 | 44.5047
| Unit 932 | CC | 74.5 | 160482.3905 | -50 | -50 | -50 | -50 | -50 | 44.565 | -50 | -50 | -50
| Unit 933 | Other | 1.998 | 160484.3885 | -50 | -50 | -50 | -50 | -50 | -50 | -50 | -50 | 44.7229
| Unit 934 | Other | 1.5984 | 160485.9869 | -50 | -50 | -50 | -50 | -50 | -50 | -50 | -50 | 44.7896
| Unit 935 | Other | 1.5984 | 160487.5853 | -50 | -50 | -50 | -50 | -50 | -50 | -50 | -50 | 44.8828
| Unit 936 | Other | 1.998 | 160489.5833 | -50 | -50 | -50 | -50 | -50 | -50 | -50 | -50 | 45.1039
| Unit 937 | CT Gas | 75.5 | 160565.0833 | -50 | -50 | -50 | -50 | -50 | -50 | -50 | 45.1142 | -50
| Unit 938 | CT Gas | 57 | 160622.0833 | -50 | -50 | -50 | -50 | -50 | -50 | -50 | 45.1744 | -50
| Unit 939 | CT Gas | 74 | 160696.0833 | -50 | -50 | -50 | -50 | -50 | -50 | -50 | 45.4057 | -50
| Unit 940 | Other | 1.998 | 160698.0813 | -50 | -50 | -50 | -50 | -50 | -50 | -50 | -50 | 45.818
| Unit 941 | CT Gas | 77 | 160775.0813 | -50 | -50 | -50 | -50 | -50 | -50 | -50 | 45.8231 | -50
| Unit 942 | CT Gas | 77 | 160852.0813 | -50 | -50 | -50 | -50 | -50 | -50 | -50 | 45.8613 | -50
| Unit 943 | CT Gas | 57 | 160909.0813 | -50 | -50 | -50 | -50 | -50 | -50 | -50 | 46.1614 | -50
| Unit 944 | ST Coal | 342.01 | 161251.0913 | -50 | -50 | -50 | -50 | 46.2675 | -50 | -50 | -50 | -50
| Unit 945 | CC | 74.5 | 161325.5913 | -50 | -50 | -50 | -50 | -50 | 46.3824 | -50 | -50 | -50
| Unit 946 | CC | 74.5 | 161400.0913 | -50 | -50 | -50 | -50 | -50 | 46.3824 | -50 | -50 | -50
| Unit 947 | CT Gas | 25 | 161425.0913 | -50 | -50 | -50 | -50 | -50 | -50 | -50 | 46.721 | -50
| Unit 948 | CT Gas | 18 | 161443.0913 | -50 | -50 | -50 | -50 | -50 | -50 | -50 | 46.9586 | -50
| Unit 949 | Other | 1.3986 | 161444.4899 | -50 | -50 | -50 | -50 | -50 | -50 | -50 | -50 | 47.2305
| Unit 950 | Other | 1.7982 | 161446.2881 | -50 | -50 | -50 | -50 | -50 | -50 | -50 | -50 | 47.3821
| Unit 951 | CT Gas | 37 | 161483.2881 | -50 | -50 | -50 | -50 | -50 | -50 | -50 | 47.7278 | -50
| Unit 952 | CT Gas | 18 | 161501.2881 | -50 | -50 | -50 | -50 | -50 | -50 | -50 | 47.7831 | -50
| Unit 953 | CT Gas | 18 | 161519.2881 | -50 | -50 | -50 | -50 | -50 | -50 | -50 | 47.9213 | -50
| Unit 954 | CT Gas | 18 | 161537.2881 | -50 | -50 | -50 | -50 | -50 | -50 | -50 | 48.1213 | -50
| Unit 955 | CT Gas | 36 | 161573.2881 | -50 | -50 | -50 | -50 | -50 | -50 | -50 | 48.2994 | -50
| Unit 956 | ST / IC Gas | 93.21 | 161666.4981 | -50 | -50 | -50 | -50 | -50 | -50 | 49.3113 | -50 | -50
| Unit 957 | Other | 3.2967 | 161669.7948 | -50 | -50 | -50 | -50 | -50 | -50 | -50 | -50 | 49.3515
| Unit 958 | Other | 3.2967 | 161673.0915 | -50 | -50 | -50 | -50 | -50 | -50 | -50 | -50 | 49.4398
| Unit 959 | CT Gas | 32 | 161705.0915 | -50 | -50 | -50 | -50 | -50 | -50 | -50 | 49.5052 | -50
| Unit 960 | Other | 3.2967 | 161708.3882 | -50 | -50 | -50 | -50 | -50 | -50 | -50 | -50 | 49.5834
| Unit 961 | CT Gas | 34 | 161742.3882 | -50 | -50 | -50 | -50 | -50 | -50 | -50 | 50.1847 | -50
| Unit 962 | Other | 3.2967 | 161745.6849 | -50 | -50 | -50 | -50 | -50 | -50 | -50 | -50 | 51.5869
| Unit 963 | ST / IC Gas | 12.01 | 161757.6949 | -50 | -50 | -50 | -50 | -50 | -50 | 51.838 | -50 | -50
| Unit 964 | CT Gas | 13.4 | 161771.0949 | -50 | -50 | -50 | -50 | -50 | -50 | -50 | 51.9765 | -50
| Unit 965 | Other | 1.7982 | 161772.8931 | -50 | -50 | -50 | -50 | -50 | -50 | -50 | -50 | 52.0676
| Unit 966 | ST Coal | 643 | 162415.8931 | -50 | -50 | -50 | -50 | 52.3172 | -50 | -50 | -50 | -50
| Unit 967 | ST / IC Gas | 23.97 | 162439.8631 | -50 | -50 | -50 | -50 | -50 | -50 | 52.329 | -50 | -50
| Unit 968 | CT Gas | 17 | 162456.8631 | -50 | -50 | -50 | -50 | -50 | -50 | -50 | 52.3733 | -50
| Unit 969 | CT Gas | 17 | 162473.8631 | -50 | -50 | -50 | -50 | -50 | -50 | -50 | 52.679 | -50
| Unit 970 | CT Gas | 14.2 | 162488.0631 | -50 | -50 | -50 | -50 | -50 | -50 | -50 | 52.9035 | -50
| Unit 971 | ST / IC Gas | 24.02 | 162512.0831 | -50 | -50 | -50 | -50 | -50 | -50 | 53.0822 | -50 | -50
| Unit 972 | ST / IC Gas | 9.03 | 162521.1131 | -50 | -50 | -50 | -50 | -50 | -50 | 53.1385 | -50 | -50
| Unit 973 | CT Gas | 15.77 | 162536.8831 | -50 | -50 | -50 | -50 | -50 | -50 | -50 | 53.514 | -50
| Unit 974 | CT Gas | 20 | 162556.8831 | -50 | -50 | -50 | -50 | -50 | -50 | -50 | 54.3176 | -50
| Unit 975 | CT Gas | 17 | 162573.8831 | -50 | -50 | -50 | -50 | -50 | -50 | -50 | 54.318 | -50
| Unit 976 | Other | 1.5984 | 162575.4815 | -50 | -50 | -50 | -50 | -50 | -50 | -50 | -50 | 54.4881
| Unit 977 | CT Gas | 15.77 | 162591.2515 | -50 | -50 | -50 | -50 | -50 | -50 | -50 | 54.4959 | -50
| Unit 978 | ST / IC Gas | 126 | 162717.2515 | -50 | -50 | -50 | -50 | -50 | -50 | 54.6942 | -50 | -50
| Unit 979 | ST / IC Gas | 6.05 | 162723.3015 | -50 | -50 | -50 | -50 | -50 | -50 | 56.0771 | -50 | -50
| Unit 980 | CT Gas | 14.02 | 162737.3215 | -50 | -50 | -50 | -50 | -50 | -50 | -50 | 56.2329 | -50
| Unit 981 | ST Coal | 418.12 | 163155.4415 | -50 | -50 | -50 | -50 | 56.2968 | -50 | -50 | -50 | -50
| Unit 982 | CT Gas | 14.02 | 163169.4615 | -50 | -50 | -50 | -50 | -50 | -50 | -50 | 56.3838 | -50
| Unit 983 | CT Gas | 15.77 | 163185.2315 | -50 | -50 | -50 | -50 | -50 | -50 | -50 | 56.6001 | -50
| Unit 984 | CT Gas | 12.26 | 163197.4915 | -50 | -50 | -50 | -50 | -50 | -50 | -50 | 56.7227 | -50
| Unit 985 | CT Gas | 14.02 | 163211.5115 | -50 | -50 | -50 | -50 | -50 | -50 | -50 | 56.8047 | -50
| Unit 986 | Other | 1.5984 | 163213.1099 | -50 | -50 | -50 | -50 | -50 | -50 | -50 | -50 | 56.8453
| Unit 987 | CT Gas | 12.26 | 163225.3699 | -50 | -50 | -50 | -50 | -50 | -50 | -50 | 56.8978 | -50
| Unit 988 | ST Coal | 643 | 163868.3699 | -50 | -50 | -50 | -50 | 57.2321 | -50 | -50 | -50 | -50
| Unit 989 | CT Gas | 12.26 | 163880.6299 | -50 | -50 | -50 | -50 | -50 | -50 | -50 | 57.2498 | -50
| Unit 990 | ST Coal | 174.54 | 164055.1699 | -50 | -50 | -50 | -50 | 57.3005 | -50 | -50 | -50 | -50
| Unit 991 | CT Gas | 15.77 | 164070.9399 | -50 | -50 | -50 | -50 | -50 | -50 | -50 | 57.9531 | -50
| Unit 992 | CT Gas | 12.26 | 164083.1999 | -50 | -50 | -50 | -50 | -50 | -50 | -50 | 58.0108 | -50
| Unit 993 | ST Coal | 174.54 | 164257.7399 | -50 | -50 | -50 | -50 | 58.3435 | -50 | -50 | -50 | -50
| Unit 994 | CT Gas | 11 | 164268.7399 | -50 | -50 | -50 | -50 | -50 | -50 | -50 | 58.4712 | -50
| Unit 995 | CT Gas | 14.02 | 164282.7599 | -50 | -50 | -50 | -50 | -50 | -50 | -50 | 58.5946 | -50
| Unit 996 | ST / IC Gas | 9.61 | 164292.3699 | -50 | -50 | -50 | -50 | -50 | -50 | 58.8102 | -50 | -50
| Unit 997 | Other | 0.84915 | 164293.2191 | -50 | -50 | -50 | -50 | -50 | -50 | -50 | -50 | 59.2817
| Unit 998 | ST Coal | 324 | 164617.2191 | -50 | -50 | -50 | -50 | 60.0404 | -50 | -50 | -50 | -50
| Unit 999 | CT Gas | 12 | 164629.2191 | -50 | -50 | -50 | -50 | -50 | -50 | -50 | 60.4578 | -50
| Unit 1000 | Other | 0.7992 | 164630.0183 | -50 | -50 | -50 | -50 | -50 | -50 | -50 | -50 | 61.1792
| Unit 1001 | Other | 0.7992 | 164630.8175 | -50 | -50 | -50 | -50 | -50 | -50 | -50 | -50 | 61.715
| Unit 1002 | CT Gas | 12 | 164642.8175 | -50 | -50 | -50 | -50 | -50 | -50 | -50 | 61.8425 | -50
| Unit 1003 | Other | 0.999 | 164643.8165 | -50 | -50 | -50 | -50 | -50 | -50 | -50 | -50 | 61.9838
| Unit 1004 | ST Coal | 174.54 | 164818.3565 | -50 | -50 | -50 | -50 | 62.2327 | -50 | -50 | -50 | -50
| Unit 1005 | ST Coal | 327.02 | 165145.3765 | -50 | -50 | -50 | -50 | 66.2303 | -50 | -50 | -50 | -50
| Unit 1006 | Other | 0.7992 | 165146.1757 | -50 | -50 | -50 | -50 | -50 | -50 | -50 | -50 | 66.4625
| Unit 1007 | ST Coal | 166.01 | 165312.1857 | -50 | -50 | -50 | -50 | 66.9933 | -50 | -50 | -50 | -50
| Unit 1008 | ST Coal | 100 | 165412.1857 | -50 | -50 | -50 | -50 | 67.9599 | -50 | -50 | -50 | -50
| Unit 1009 | CT Gas | 74 | 165486.1857 | -50 | -50 | -50 | -50 | -50 | -50 | -50 | 70.1266 | -50
| Unit 1010 | ST Coal | 182.21 | 165668.3957 | -50 | -50 | -50 | -50 | 71.3899 | -50 | -50 | -50 | -50
| Unit 1011 | ST Coal | 33.28 | 165701.6757 | -50 | -50 | -50 | -50 | 89.0374 | -50 | -50 | -50 | -50
| Unit 1012 | CT Gas | 121 | 165822.6757 | -50 | -50 | -50 | -50 | -50 | -50 | -50 | 89.81 | -50
| Unit 1013 | ST Coal | 129.46 | 165952.1357 | -50 | -50 | -50 | -50 | 92.2693 | -50 | -50 | -50 | -50
| Unit 1014 | ST Coal | 7.19 | 165959.3257 | -50 | -50 | -50 | -50 | 95.8819 | -50 | -50 | -50 | -50
| Unit 1015 | ST Coal | 14.86 | 165974.1857 | -50 | -50 | -50 | -50 | 97.4211 | -50 | -50 | -50 | -50
| Unit 1016 | ST Coal | 22.06 | 165996.2457 | -50 | -50 | -50 | -50 | 97.6283 | -50 | -50 | -50 | -50
| Unit 1017 | ST Coal | 22.06 | 166018.3057 | -50 | -50 | -50 | -50 | 97.6283 | -50 | -50 | -50 | -50
| Unit 1018 | ST Coal | 19.18 | 166037.4857 | -50 | -50 | -50 | -50 | 98.3754 | -50 | -50 | -50 | -50
| Unit 1019 | ST Coal | 6.71 | 166044.1957 | -50 | -50 | -50 | -50 | 101.3018 | -50 | -50 | -50 | -50
| Unit 1020 | CT Gas | 72 | 166116.1957 | -50 | -50 | -50 | -50 | -50 | -50 | -50 | 103.3905 | -50
| Unit 1021 | CT Gas | 72 | 166188.1957 | -50 | -50 | -50 | -50 | -50 | -50 | -50 | 104.0959 | -50
| Unit 1022 | CC | 23.4 | 166211.5957 | -50 | -50 | -50 | -50 | -50 | 106.2955 | -50 | -50 | -50
| Unit 1023 | ST Coal | 16.78 | 166228.3757 | -50 | -50 | -50 | -50 | 107.2964 | -50 | -50 | -50 | -50
| Unit 1024 | ST Coal | 14.58 | 166242.9557 | -50 | -50 | -50 | -50 | 110.2818 | -50 | -50 | -50 | -50
| Unit 1025 | Other | 367.4 | 166610.3557 | -50 | -50 | -50 | -50 | -50 | -50 | -50 | -50 | 159.5505
| Unit 1026 | Other | 153 | 166763.3557 | -50 | -50 | -50 | -50 | -50 | -50 | -50 | -50 | 171.2769
| Unit 1027 | Other | 14 | 166777.3557 | -50 | -50 | -50 | -50 | -50 | -50 | -50 | -50 | 295
| Unit 1028 | Other | 16 | 166793.3557 | -50 | -50 | -50 | -50 | -50 | -50 | -50 | -50 | 295
| Unit 1029 | Other | 15 | 166808.3557 | -50 | -50 | -50 | -50 | -50 | -50 | -50 | -50 | 295
| Unit 1030 | CT Gas | 12.5 | 166820.8557 | -50 | -50 | -50 | -50 | -50 | -50 | -50 | 295 | -50
| Unit 1031 | Other | 15.77 | 166836.6257 | -50 | -50 | -50 | -50 | -50 | -50 | -50 | -50 | 295
| Unit 1032 | Other | 13 | 166849.6257 | -50 | -50 | -50 | -50 | -50 | -50 | -50 | -50 | 295
| Unit 1033 | Other | 19.71 | 166869.3357 | -50 | -50 | -50 | -50 | -50 | -50 | -50 | -50 | 295
| Unit 1034 | Other | 12.26 | 166881.5957 | -50 | -50 | -50 | -50 | -50 | -50 | -50 | -50 | 295
| Unit 1035 | Other | 49 | 166930.5957 | -50 | -50 | -50 | -50 | -50 | -50 | -50 | -50 | 295
| Unit 1036 | Other | 38.54 | 166969.1357 | -50 | -50 | -50 | -50 | -50 | -50 | -50 | -50 | 295
| Unit 1037 | Other | 17 | 166986.1357 | -50 | -50 | -50 | -50 | -50 | -50 | -50 | -50 | 295
| Unit 1038 | Other | 17.52 | 167003.6557 | -50 | -50 | -50 | -50 | -50 | -50 | -50 | -50 | 295
| Unit 1039 | Other | 24 | 167027.6557 | -50 | -50 | -50 | -50 | -50 | -50 | -50 | -50 | 295
| Unit 1040 | Other | 4.5 | 167032.1557 | -50 | -50 | -50 | -50 | -50 | -50 | -50 | -50 | 295
| Unit 1041 | Other | 7.88 | 167040.0357 | -50 | -50 | -50 | -50 | -50 | -50 | -50 | -50 | 295
| Unit 1042 | Other | 17 | 167057.0357 | -50 | -50 | -50 | -50 | -50 | -50 | -50 | -50 | 295
| Unit 1043 | Other | 14 | 167071.0357 | -50 | -50 | -50 | -50 | -50 | -50 | -50 | -50 | 295
| Unit 1044 | Other | 12 | 167083.0357 | -50 | -50 | -50 | -50 | -50 | -50 | -50 | -50 | 295
| Unit 1045 | Other | 20 | 167103.0357 | -50 | -50 | -50 | -50 | -50 | -50 | -50 | -50 | 295
| Unit 1046 | Other | 14 | 167117.0357 | -50 | -50 | -50 | -50 | -50 | -50 | -50 | -50 | 295
| Unit 1047 | Other | 14 | 167131.0357 | -50 | -50 | -50 | -50 | -50 | -50 | -50 | -50 | 295
| Unit 1048 | Other | 12.26 | 167143.2957 | -50 | -50 | -50 | -50 | -50 | -50 | -50 | -50 | 295
| Unit 1049 | Other | 20 | 167163.2957 | -50 | -50 | -50 | -50 | -50 | -50 | -50 | -50 | 295
| Unit 1050 | Other | 16 | 167179.2957 | -50 | -50 | -50 | -50 | -50 | -50 | -50 | -50 | 295
| Unit 1051 | Other | 3.15 | 167182.4457 | -50 | -50 | -50 | -50 | -50 | -50 | -50 | -50 | 295
| Unit 1052 | Other | 14 | 167196.4457 | -50 | -50 | -50 | -50 | -50 | -50 | -50 | -50 | 295
| Unit 1053 | Other | 14 | 167210.4457 | -50 | -50 | -50 | -50 | -50 | -50 | -50 | -50 | 295
| Unit 1054 | Other | 12 | 167222.4457 | -50 | -50 | -50 | -50 | -50 | -50 | -50 | -50 | 295
| Unit 1055 | Other | 15 | 167237.4457 | -50 | -50 | -50 | -50 | -50 | -50 | -50 | -50 | 295
| Unit 1056 | Other | 54 | 167291.4457 | -50 | -50 | -50 | -50 | -50 | -50 | -50 | -50 | 295
| Unit 1057 | Other | 54 | 167345.4457 | -50 | -50 | -50 | -50 | -50 | -50 | -50 | -50 | 295
| Unit 1058 | Other | 17 | 167362.4457 | -50 | -50 | -50 | -50 | -50 | -50 | -50 | -50 | 295
| Unit 1059 | Other | 20 | 167382.4457 | -50 | -50 | -50 | -50 | -50 | -50 | -50 | -50 | 295
| Unit 1060 | Other | 11 | 167393.4457 | -50 | -50 | -50 | -50 | -50 | -50 | -50 | -50 | 295
| Unit 1061 | Other | 25 | 167418.4457 | -50 | -50 | -50 | -50 | -50 | -50 | -50 | -50 | 295
| Unit 1062 | Other | 4.73 | 167423.1757 | -50 | -50 | -50 | -50 | -50 | -50 | -50 | -50 | 295
| Unit 1063 | Other | 12 | 167435.1757 | -50 | -50 | -50 | -50 | -50 | -50 | -50 | -50 | 295
| Unit 1064 | CT Gas | 23 | 167458.1757 | -50 | -50 | -50 | -50 | -50 | -50 | -50 | 295 | -50
| Unit 1065 | Other | 20 | 167478.1757 | -50 | -50 | -50 | -50 | -50 | -50 | -50 | -50 | 295
| Unit 1066 | Other | 5.26 | 167483.4357 | -50 | -50 | -50 | -50 | -50 | -50 | -50 | -50 | 295
| Unit 1067 | Other | 45.55 | 167528.9857 | -50 | -50 | -50 | -50 | -50 | -50 | -50 | -50 | 295
| Unit 1068 | Other | 14.02 | 167543.0057 | -50 | -50 | -50 | -50 | -50 | -50 | -50 | -50 | 295
| Unit 1069 | Other | 12 | 167555.0057 | -50 | -50 | -50 | -50 | -50 | -50 | -50 | -50 | 295
| Unit 1070 | Other | 11 | 167566.0057 | -50 | -50 | -50 | -50 | -50 | -50 | -50 | -50 | 295
| Unit 1071 | CT Gas | 57 | 167623.0057 | -50 | -50 | -50 | -50 | -50 | -50 | -50 | 295 | -50
| Unit 1072 | ST / IC Gas | 98.79 | 167721.7957 | -50 | -50 | -50 | -50 | -50 | -50 | 295 | -50 | -50
| Unit 1073 | Other | 20 | 167741.7957 | -50 | -50 | -50 | -50 | -50 | -50 | -50 | -50 | 295
| Unit 1074 | Other | 17 | 167758.7957 | -50 | -50 | -50 | -50 | -50 | -50 | -50 | -50 | 295
| Unit 1075 | Other | 20.45 | 167779.2457 | -50 | -50 | -50 | -50 | -50 | -50 | -50 | -50 | 295
| Unit 1076 | Other | 26 | 167805.2457 | -50 | -50 | -50 | -50 | -50 | -50 | -50 | -50 | 295
| Unit 1077 | Other | 20 | 167825.2457 | -50 | -50 | -50 | -50 | -50 | -50 | -50 | -50 | 295
| Unit 1078 | Other | 4.73 | 167829.9757 | -50 | -50 | -50 | -50 | -50 | -50 | -50 | -50 | 295
| Unit 1079 | Other | 57 | 167886.9757 | -50 | -50 | -50 | -50 | -50 | -50 | -50 | -50 | 295
| Unit 1080 | Other | 14 | 167900.9757 | -50 | -50 | -50 | -50 | -50 | -50 | -50 | -50 | 295
| Unit 1081 | Other | 26 | 167926.9757 | -50 | -50 | -50 | -50 | -50 | -50 | -50 | -50 | 295
| Unit 1082 | Other | 15 | 167941.9757 | -50 | -50 | -50 | -50 | -50 | -50 | -50 | -50 | 295
| Unit 1083 | Other | 14 | 167955.9757 | -50 | -50 | -50 | -50 | -50 | -50 | -50 | -50 | 295
| Unit 1084 | Other | 14 | 167969.9757 | -50 | -50 | -50 | -50 | -50 | -50 | -50 | -50 | 295
| Unit 1085 | Other | 0.8991 | 167970.8748 | -50 | -50 | -50 | -50 | -50 | -50 | -50 | -50 | 295
| Unit 1086 | Other | 15 | 167985.8748 | -50 | -50 | -50 | -50 | -50 | -50 | -50 | -50 | 295
| Unit 1087 | CT Gas | 12.5 | 167998.3748 | -50 | -50 | -50 | -50 | -50 | -50 | -50 | 295 | -50
| Unit 1088 | Other | 24 | 168022.3748 | -50 | -50 | -50 | -50 | -50 | -50 | -50 | -50 | 295
| Unit 1089 | Other | 13 | 168035.3748 | -50 | -50 | -50 | -50 | -50 | -50 | -50 | -50 | 295
| Unit 1090 | Other | 22.5 | 168057.8748 | -50 | -50 | -50 | -50 | -50 | -50 | -50 | -50 | 295
| Unit 1091 | ST Coal | 187 | 168244.8748 | -50 | -50 | -50 | -50 | 295 | -50 | -50 | -50 | -50
| Unit 1092 | Other | 49 | 168293.8748 | -50 | -50 | -50 | -50 | -50 | -50 | -50 | -50 | 295
| Unit 1093 | Other | 38.54 | 168332.4148 | -50 | -50 | -50 | -50 | -50 | -50 | -50 | -50 | 295
| Unit 1094 | Other | 16 | 168348.4148 | -50 | -50 | -50 | -50 | -50 | -50 | -50 | -50 | 295
| Unit 1095 | Other | 13 | 168361.4148 | -50 | -50 | -50 | -50 | -50 | -50 | -50 | -50 | 295
| Unit 1096 | Other | 4.5 | 168365.9148 | -50 | -50 | -50 | -50 | -50 | -50 | -50 | -50 | 295
| Unit 1097 | Other | 13 | 168378.9148 | -50 | -50 | -50 | -50 | -50 | -50 | -50 | -50 | 295
| Unit 1098 | Other | 17 | 168395.9148 | -50 | -50 | -50 | -50 | -50 | -50 | -50 | -50 | 295
| Unit 1099 | Other | 14 | 168409.9148 | -50 | -50 | -50 | -50 | -50 | -50 | -50 | -50 | 295
| Unit 1100 | Other | 16 | 168425.9148 | -50 | -50 | -50 | -50 | -50 | -50 | -50 | -50 | 295
| Unit 1101 | CT Gas | 12 | 168437.9148 | -50 | -50 | -50 | -50 | -50 | -50 | -50 | 295 | -50
| Unit 1102 | Other | 14 | 168451.9148 | -50 | -50 | -50 | -50 | -50 | -50 | -50 | -50 | 295
| Unit 1103 | Other | 14 | 168465.9148 | -50 | -50 | -50 | -50 | -50 | -50 | -50 | -50 | 295
| Unit 1104 | Other | 20 | 168485.9148 | -50 | -50 | -50 | -50 | -50 | -50 | -50 | -50 | 295
| Unit 1105 | Other | 17 | 168502.9148 | -50 | -50 | -50 | -50 | -50 | -50 | -50 | -50 | 295
| Unit 1106 | Other | 14 | 168516.9148 | -50 | -50 | -50 | -50 | -50 | -50 | -50 | -50 | 295
| Unit 1107 | Other | 18 | 168534.9148 | -50 | -50 | -50 | -50 | -50 | -50 | -50 | -50 | 295
| Unit 1108 | CT Gas | 78.6 | 168613.5148 | -50 | -50 | -50 | -50 | -50 | -50 | -50 | 295 | -50
| Unit 1109 | Other | 12 | 168625.5148 | -50 | -50 | -50 | -50 | -50 | -50 | -50 | -50 | 295
| Unit 1110 | Other | 4.0959 | 168629.6107 | -50 | -50 | -50 | -50 | -50 | -50 | -50 | -50 | 295
| Unit 1111 | Other | 54 | 168683.6107 | -50 | -50 | -50 | -50 | -50 | -50 | -50 | -50 | 295
| Unit 1112 | Other | 54 | 168737.6107 | -50 | -50 | -50 | -50 | -50 | -50 | -50 | -50 | 295
| Unit 1113 | Other | 17 | 168754.6107 | -50 | -50 | -50 | -50 | -50 | -50 | -50 | -50 | 295
| Unit 1114 | Other | 20 | 168774.6107 | -50 | -50 | -50 | -50 | -50 | -50 | -50 | -50 | 295
| Unit 1115 | Other | 11 | 168785.6107 | -50 | -50 | -50 | -50 | -50 | -50 | -50 | -50 | 295
| Unit 1116 | Other | 14.02 | 168799.6307 | -50 | -50 | -50 | -50 | -50 | -50 | -50 | -50 | 295
| Unit 1117 | Other | 12 | 168811.6307 | -50 | -50 | -50 | -50 | -50 | -50 | -50 | -50 | 295
| Unit 1118 | CT Gas | 57 | 168868.6307 | -50 | -50 | -50 | -50 | -50 | -50 | -50 | 295 | -50
| Unit 1119 | Other | 13 | 168881.6307 | -50 | -50 | -50 | -50 | -50 | -50 | -50 | -50 | 295
| Unit 1120 | ST / IC Gas | 113.39 | 168995.0207 | -50 | -50 | -50 | -50 | -50 | -50 | 295 | -50 | -50
| Unit 1121 | Other | 18 | 169013.0207 | -50 | -50 | -50 | -50 | -50 | -50 | -50 | -50 | 295
| Unit 1122 | Other | 20 | 169033.0207 | -50 | -50 | -50 | -50 | -50 | -50 | -50 | -50 | 295
| Unit 1123 | Other | 57 | 169090.0207 | -50 | -50 | -50 | -50 | -50 | -50 | -50 | -50 | 295
| Unit 1124 | Other | 14 | 169104.0207 | -50 | -50 | -50 | -50 | -50 | -50 | -50 | -50 | 295
| Unit 1125 | Other | 14 | 169118.0207 | -50 | -50 | -50 | -50 | -50 | -50 | -50 | -50 | 295
| Unit 1126 | Other | 14 | 169132.0207 | -50 | -50 | -50 | -50 | -50 | -50 | -50 | -50 | 295
| Unit 1127 | Other | 15 | 169147.0207 | -50 | -50 | -50 | -50 | -50 | -50 | -50 | -50 | 295
| Unit 1128 | CT Gas | 4 | 169151.0207 | -50 | -50 | -50 | -50 | -50 | -50 | -50 | 295 | -50
| Unit 1129 | Other | 86 | 169237.0207 | -50 | -50 | -50 | -50 | -50 | -50 | -50 | -50 | 295
| Unit 1130 | Other | 591.7 | 169828.7207 | -50 | -50 | -50 | -50 | -50 | -50 | -50 | -50 | 295
| Unit 1131 | Other | 12 | 169840.7207 | -50 | -50 | -50 | -50 | -50 | -50 | -50 | -50 | 295
| Unit 1132 | Other | 15 | 169855.7207 | -50 | -50 | -50 | -50 | -50 | -50 | -50 | -50 | 295
| Unit 1133 | Other | 13 | 169868.7207 | -50 | -50 | -50 | -50 | -50 | -50 | -50 | -50 | 295
| Unit 1134 | Other | 49 | 169917.7207 | -50 | -50 | -50 | -50 | -50 | -50 | -50 | -50 | 295
| Unit 1135 | Other | 39.42 | 169957.1407 | -50 | -50 | -50 | -50 | -50 | -50 | -50 | -50 | 295
| Unit 1136 | Other | 13 | 169970.1407 | -50 | -50 | -50 | -50 | -50 | -50 | -50 | -50 | 295
| Unit 1137 | Other | 13 | 169983.1407 | -50 | -50 | -50 | -50 | -50 | -50 | -50 | -50 | 295
| Unit 1138 | Other | 17 | 170000.1407 | -50 | -50 | -50 | -50 | -50 | -50 | -50 | -50 | 295
| Unit 1139 | Other | 2.8971 | 170003.0378 | -50 | -50 | -50 | -50 | -50 | -50 | -50 | -50 | 295
| Unit 1140 | Other | 14 | 170017.0378 | -50 | -50 | -50 | -50 | -50 | -50 | -50 | -50 | 295
| Unit 1141 | Other | 20 | 170037.0378 | -50 | -50 | -50 | -50 | -50 | -50 | -50 | -50 | 295
| Unit 1142 | CT Gas | 77.2 | 170114.2378 | -50 | -50 | -50 | -50 | -50 | -50 | -50 | 295 | -50
| Unit 1143 | Other | 12 | 170126.2378 | -50 | -50 | -50 | -50 | -50 | -50 | -50 | -50 | 295
| Unit 1144 | Other | 821.81 | 170948.0478 | -50 | -50 | -50 | -50 | -50 | -50 | -50 | -50 | 295
| Unit 1145 | Other | 14.2 | 170962.2478 | -50 | -50 | -50 | -50 | -50 | -50 | -50 | -50 | 295
| Unit 1146 | Other | 16 | 170978.2478 | -50 | -50 | -50 | -50 | -50 | -50 | -50 | -50 | 295
| Unit 1147 | Other | 17 | 170995.2478 | -50 | -50 | -50 | -50 | -50 | -50 | -50 | -50 | 295
| Unit 1148 | Other | 12 | 171007.2478 | -50 | -50 | -50 | -50 | -50 | -50 | -50 | -50 | 295
| Unit 1149 | Other | 0.7992 | 171008.047 | -50 | -50 | -50 | -50 | -50 | -50 | -50 | -50 | 295
| Unit 1150 | Other | 45.55 | 171053.597 | -50 | -50 | -50 | -50 | -50 | -50 | -50 | -50 | 295
| Unit 1151 | Other | 14.02 | 171067.617 | -50 | -50 | -50 | -50 | -50 | -50 | -50 | -50 | 295
| Unit 1152 | Other | 15 | 171082.617 | -50 | -50 | -50 | -50 | -50 | -50 | -50 | -50 | 295
| Unit 1153 | Other | 1.998 | 171084.615 | -50 | -50 | -50 | -50 | -50 | -50 | -50 | -50 | 295
| Unit 1154 | Other | 12 | 171096.615 | -50 | -50 | -50 | -50 | -50 | -50 | -50 | -50 | 295
| Unit 1155 | CT Gas | 11 | 171107.615 | -50 | -50 | -50 | -50 | -50 | -50 | -50 | 295 | -50
| Unit 1156 | Other | 33.64 | 171141.255 | -50 | -50 | -50 | -50 | -50 | -50 | -50 | -50 | 295
| Unit 1157 | Other | 17 | 171158.255 | -50 | -50 | -50 | -50 | -50 | -50 | -50 | -50 | 295
| Unit 1158 | ST / IC Gas | 102.05 | 171260.305 | -50 | -50 | -50 | -50 | -50 | -50 | 295 | -50 | -50
| Unit 1159 | Other | 13 | 171273.305 | -50 | -50 | -50 | -50 | -50 | -50 | -50 | -50 | 295
| Unit 1160 | Other | 57 | 171330.305 | -50 | -50 | -50 | -50 | -50 | -50 | -50 | -50 | 295
| Unit 1161 | Other | 818.03 | 172148.335 | -50 | -50 | -50 | -50 | -50 | -50 | -50 | -50 | 295
| Unit 1162 | Other | 14 | 172162.335 | -50 | -50 | -50 | -50 | -50 | -50 | -50 | -50 | 295
| Unit 1163 | Other | 86 | 172248.335 | -50 | -50 | -50 | -50 | -50 | -50 | -50 | -50 | 295
| Unit 1164 | Other | 591.7 | 172840.035 | -50 | -50 | -50 | -50 | -50 | -50 | -50 | -50 | 295
| Unit 1165 | Other | 12 | 172852.035 | -50 | -50 | -50 | -50 | -50 | -50 | -50 | -50 | 295
| Unit 1166 | Other | 49 | 172901.035 | -50 | -50 | -50 | -50 | -50 | -50 | -50 | -50 | 295
| Unit 1167 | Other | 38.54 | 172939.575 | -50 | -50 | -50 | -50 | -50 | -50 | -50 | -50 | 295
| Unit 1168 | Other | 13 | 172952.575 | -50 | -50 | -50 | -50 | -50 | -50 | -50 | -50 | 295
| Unit 1169 | Other | 15 | 172967.575 | -50 | -50 | -50 | -50 | -50 | -50 | -50 | -50 | 295
| Unit 1170 | Other | 13 | 172980.575 | -50 | -50 | -50 | -50 | -50 | -50 | -50 | -50 | 295
| Unit 1171 | Other | 14 | 172994.575 | -50 | -50 | -50 | -50 | -50 | -50 | -50 | -50 | 295
| Unit 1172 | Other | 364.01 | 173358.585 | -50 | -50 | -50 | -50 | -50 | -50 | -50 | -50 | 295
| Unit 1173 | Other | 0.7992 | 173359.3842 | -50 | -50 | -50 | -50 | -50 | -50 | -50 | -50 | 295
| Unit 1174 | CT Gas | 74 | 173433.3842 | -50 | -50 | -50 | -50 | -50 | -50 | -50 | 295 | -50
| Unit 1175 | CT Gas | 77.1 | 173510.4842 | -50 | -50 | -50 | -50 | -50 | -50 | -50 | 295 | -50
| Unit 1176 | Other | 12 | 173522.4842 | -50 | -50 | -50 | -50 | -50 | -50 | -50 | -50 | 295
| Unit 1177 | Other | 792.81 | 174315.2942 | -50 | -50 | -50 | -50 | -50 | -50 | -50 | -50 | 295
| Unit 1178 | Other | 14.2 | 174329.4942 | -50 | -50 | -50 | -50 | -50 | -50 | -50 | -50 | 295
| Unit 1179 | Other | 16 | 174345.4942 | -50 | -50 | -50 | -50 | -50 | -50 | -50 | -50 | 295
| Unit 1180 | Other | 12 | 174357.4942 | -50 | -50 | -50 | -50 | -50 | -50 | -50 | -50 | 295
| Unit 1181 | Other | 0.7992 | 174358.2934 | -50 | -50 | -50 | -50 | -50 | -50 | -50 | -50 | 295
| Unit 1182 | Other | 45.55 | 174403.8434 | -50 | -50 | -50 | -50 | -50 | -50 | -50 | -50 | 295
| Unit 1183 | Other | 14.02 | 174417.8634 | -50 | -50 | -50 | -50 | -50 | -50 | -50 | -50 | 295
| Unit 1184 | Other | 12 | 174429.8634 | -50 | -50 | -50 | -50 | -50 | -50 | -50 | -50 | 295
| Unit 1185 | ST / IC Gas | 118.77 | 174548.6334 | -50 | -50 | -50 | -50 | -50 | -50 | 295 | -50 | -50
| Unit 1186 | Other | 13 | 174561.6334 | -50 | -50 | -50 | -50 | -50 | -50 | -50 | -50 | 295
| Unit 1187 | Other | 15 | 174576.6334 | -50 | -50 | -50 | -50 | -50 | -50 | -50 | -50 | 295
| Unit 1188 | Other | 24 | 174600.6334 | -50 | -50 | -50 | -50 | -50 | -50 | -50 | -50 | 295
| Unit 1189 | Other | 109 | 174709.6334 | -50 | -50 | -50 | -50 | -50 | -50 | -50 | -50 | 295
| Unit 1190 | Other | 12 | 174721.6334 | -50 | -50 | -50 | -50 | -50 | -50 | -50 | -50 | 295
| Unit 1191 | ST Coal | 324.02 | 175045.6534 | -50 | -50 | -50 | -50 | 295 | -50 | -50 | -50 | -50
| Unit 1192 | Other | 49 | 175094.6534 | -50 | -50 | -50 | -50 | -50 | -50 | -50 | -50 | 295
| Unit 1193 | Other | 40.3 | 175134.9534 | -50 | -50 | -50 | -50 | -50 | -50 | -50 | -50 | 295
| Unit 1194 | Other | 14.2 | 175149.1534 | -50 | -50 | -50 | -50 | -50 | -50 | -50 | -50 | 295
| Unit 1195 | ST Coal | 598.41 | 175747.5634 | -50 | -50 | -50 | -50 | 295 | -50 | -50 | -50 | -50
| Unit 1196 | Other | 0.7992 | 175748.3626 | -50 | -50 | -50 | -50 | -50 | -50 | -50 | -50 | 295
| Unit 1197 | Other | 117.39 | 175865.7526 | -50 | -50 | -50 | -50 | -50 | -50 | -50 | -50 | 295
| Unit 1198 | Other | 12 | 175877.7526 | -50 | -50 | -50 | -50 | -50 | -50 | -50 | -50 | 295
| Unit 1199 | Other | 786 | 176663.7526 | -50 | -50 | -50 | -50 | -50 | -50 | -50 | -50 | 295
| Unit 1200 | Other | 13 | 176676.7526 | -50 | -50 | -50 | -50 | -50 | -50 | -50 | -50 | 295
| Unit 1201 | Other | 16 | 176692.7526 | -50 | -50 | -50 | -50 | -50 | -50 | -50 | -50 | 295
| Unit 1202 | Other | 14 | 176706.7526 | -50 | -50 | -50 | -50 | -50 | -50 | -50 | -50 | 295
| Unit 1203 | Other | 109 | 176815.7526 | -50 | -50 | -50 | -50 | -50 | -50 | -50 | -50 | 295
| Unit 1204 | Other | 49 | 176864.7526 | -50 | -50 | -50 | -50 | -50 | -50 | -50 | -50 | 295
| Unit 1205 | Other | 38.54 | 176903.2926 | -50 | -50 | -50 | -50 | -50 | -50 | -50 | -50 | 295
| Unit 1206 | Other | 17 | 176920.2926 | -50 | -50 | -50 | -50 | -50 | -50 | -50 | -50 | 295
| Unit 1207 | Other | 430.24 | 177350.5326 | -50 | -50 | -50 | -50 | -50 | -50 | -50 | -50 | 295
| Unit 1208 | Other | 14.2 | 177364.7326 | -50 | -50 | -50 | -50 | -50 | -50 | -50 | -50 | 295
| Unit 1209 | Other | 12 | 177376.7326 | -50 | -50 | -50 | -50 | -50 | -50 | -50 | -50 | 295
| Unit 1210 | Other | 13 | 177389.7326 | -50 | -50 | -50 | -50 | -50 | -50 | -50 | -50 | 295
| Unit 1211 | Other | 78 | 177467.7326 | -50 | -50 | -50 | -50 | -50 | -50 | -50 | -50 | 295
| Unit 1212 | Other | 49 | 177516.7326 | -50 | -50 | -50 | -50 | -50 | -50 | -50 | -50 | 295
| Unit 1213 | Other | 39.42 | 177556.1526 | -50 | -50 | -50 | -50 | -50 | -50 | -50 | -50 | 295
| Unit 1214 | Other | 367.4 | 177923.5526 | -50 | -50 | -50 | -50 | -50 | -50 | -50 | -50 | 295
| Unit 1215 | Other | 4.995 | 177928.5476 | -50 | -50 | -50 | -50 | -50 | -50 | -50 | -50 | 295
| Unit 1216 | Other | 5.26 | 177933.8076 | -50 | -50 | -50 | -50 | -50 | -50 | -50 | -50 | 295
| Unit 1217 | Other | 19.27 | 177953.0776 | -50 | -50 | -50 | -50 | -50 | -50 | -50 | -50 | 295
| Unit 1218 | Other | 10.51 | 177963.5876 | -50 | -50 | -50 | -50 | -50 | -50 | -50 | -50 | 295
| Unit 1219 | Other | 49 | 178012.5876 | -50 | -50 | -50 | -50 | -50 | -50 | -50 | -50 | 295
| Unit 1220 | Other | 17 | 178029.5876 | -50 | -50 | -50 | -50 | -50 | -50 | -50 | -50 | 295
| Unit 1221 | Other | 24.65 | 178054.2376 | -50 | -50 | -50 | -50 | -50 | -50 | -50 | -50 | 295
| Unit 1222 | Other | 17.52 | 178071.7576 | -50 | -50 | -50 | -50 | -50 | -50 | -50 | -50 | 295
| Unit 1223 | Other | 19.27 | 178091.0276 | -50 | -50 | -50 | -50 | -50 | -50 | -50 | -50 | 295
| Unit 1224 | Other | 24.75 | 178115.7776 | -50 | -50 | -50 | -50 | -50 | -50 | -50 | -50 | 295
| Unit 1225 | Other | 9.64 | 178125.4176 | -50 | -50 | -50 | -50 | -50 | -50 | -50 | -50 | 295
| Unit 1226 | Other | 12.26 | 178137.6776 | -50 | -50 | -50 | -50 | -50 | -50 | -50 | -50 | 295
| Unit 1227 | Other | 24.65 | 178162.3276 | -50 | -50 | -50 | -50 | -50 | -50 | -50 | -50 | 295
| Unit 1228 | Other | 14 | 178176.3276 | -50 | -50 | -50 | -50 | -50 | -50 | -50 | -50 | 295
| Unit 1229 | Other | 24.65 | 178200.9776 | -50 | -50 | -50 | -50 | -50 | -50 | -50 | -50 | 295
| Unit 1230 | Other | 14.45 | 178215.4276 | -50 | -50 | -50 | -50 | -50 | -50 | -50 | -50 | 295
| Unit 1231 | Other | 24.6 | 178240.0276 | -50 | -50 | -50 | -50 | -50 | -50 | -50 | -50 | 295
| Unit 1232 | Other | 24.75 | 178264.7776 | -50 | -50 | -50 | -50 | -50 | -50 | -50 | -50 | 295
| Unit 1233 | Other | 28.5 | 178293.2776 | -50 | -50 | -50 | -50 | -50 | -50 | -50 | -50 | 295
| Unit 1234 | Other | 24.65 | 178317.9276 | -50 | -50 | -50 | -50 | -50 | -50 | -50 | -50 | 295
| Unit 1235 | Other | 24.65 | 178342.5776 | -50 | -50 | -50 | -50 | -50 | -50 | -50 | -50 | 295
| Unit 1236 | Other | 24.67 | 178367.2476 | -50 | -50 | -50 | -50 | -50 | -50 | -50 | -50 | 295
| Unit 1237 | Other | 28 | 178395.2476 | -50 | -50 | -50 | -50 | -50 | -50 | -50 | -50 | 295
| Unit 1238 | Other | 26.7 | 178421.9476 | -50 | -50 | -50 | -50 | -50 | -50 | -50 | -50 | 295
| Unit 1239 | Other | 48 | 178469.9476 | -50 | -50 | -50 | -50 | -50 | -50 | -50 | -50 | 295
| Unit 1240 | Other | 48 | 178517.9476 | -50 | -50 | -50 | -50 | -50 | -50 | -50 | -50 | 295

## Supply Stack - MISO
Return to Index
Peak Load: 97,417 MW
Figure 23. Midcontinent Independent System Operator 2018 Supply Stack |  |  |  | Average Load: 61,158 MW
| ID | Type | Capacity | Cumulative Capacity | Wind | Solar | Hydro | Nuclear | Coal | CC | ST Gas | CT Gas | Other
| Unit 1 | Hydro | 40 | 40 | -50 | -50 | 0 | -50 | -50 | -50 | -50 | -50 | -50
| Unit 2 | Hydro | 12 | 52 | -50 | -50 | 0 | -50 | -50 | -50 | -50 | -50 | -50
| Unit 3 | Hydro | 9.9 | 61.9 | -50 | -50 | 0 | -50 | -50 | -50 | -50 | -50 | -50
| Unit 4 | Hydro | 18.2 | 80.1 | -50 | -50 | 0 | -50 | -50 | -50 | -50 | -50 | -50
| Unit 5 | Hydro | 8 | 88.1 | -50 | -50 | 0 | -50 | -50 | -50 | -50 | -50 | -50
| Unit 6 | Hydro | 3.6 | 91.7 | -50 | -50 | 0 | -50 | -50 | -50 | -50 | -50 | -50
| Unit 7 | Hydro | 4.4 | 96.1 | -50 | -50 | 0 | -50 | -50 | -50 | -50 | -50 | -50
| Unit 8 | Hydro | 17.8 | 113.9 | -50 | -50 | 0 | -50 | -50 | -50 | -50 | -50 | -50
| Unit 9 | Hydro | 75 | 188.9 | -50 | -50 | 0 | -50 | -50 | -50 | -50 | -50 | -50
| Unit 10 | Hydro | 6.8 | 195.7 | -50 | -50 | 0 | -50 | -50 | -50 | -50 | -50 | -50
| Unit 11 | Hydro | 59 | 254.7 | -50 | -50 | 0 | -50 | -50 | -50 | -50 | -50 | -50
| Unit 12 | Hydro | 6.2 | 260.9 | -50 | -50 | 0 | -50 | -50 | -50 | -50 | -50 | -50
| Unit 13 | Hydro | 4.8 | 265.7 | -50 | -50 | 0 | -50 | -50 | -50 | -50 | -50 | -50
| Unit 14 | Hydro | 6 | 271.7 | -50 | -50 | 0 | -50 | -50 | -50 | -50 | -50 | -50
| Unit 15 | Hydro | 17.3 | 289 | -50 | -50 | 0 | -50 | -50 | -50 | -50 | -50 | -50
| Unit 16 | Hydro | 19 | 308 | -50 | -50 | 0 | -50 | -50 | -50 | -50 | -50 | -50
| Unit 17 | Hydro | 3.2 | 311.2 | -50 | -50 | 0 | -50 | -50 | -50 | -50 | -50 | -50
| Unit 18 | Hydro | 3.4 | 314.6 | -50 | -50 | 0 | -50 | -50 | -50 | -50 | -50 | -50
| Unit 19 | Hydro | 4.8 | 319.4 | -50 | -50 | 0 | -50 | -50 | -50 | -50 | -50 | -50
| Unit 20 | Hydro | 2.6 | 322 | -50 | -50 | 0 | -50 | -50 | -50 | -50 | -50 | -50
| Unit 21 | Hydro | 4.4 | 326.4 | -50 | -50 | 0 | -50 | -50 | -50 | -50 | -50 | -50
| Unit 22 | Hydro | 5.4 | 331.8 | -50 | -50 | 0 | -50 | -50 | -50 | -50 | -50 | -50
| Unit 23 | Hydro | 10.6 | 342.4 | -50 | -50 | 0 | -50 | -50 | -50 | -50 | -50 | -50
| Unit 24 | Hydro | 5 | 347.4 | -50 | -50 | 0 | -50 | -50 | -50 | -50 | -50 | -50
| Unit 25 | Hydro | 45.4 | 392.8 | -50 | -50 | 0 | -50 | -50 | -50 | -50 | -50 | -50
| Unit 26 | Hydro | 15 | 407.8 | -50 | -50 | 0 | -50 | -50 | -50 | -50 | -50 | -50
| Unit 27 | Hydro | 2.2 | 410 | -50 | -50 | 0 | -50 | -50 | -50 | -50 | -50 | -50
| Unit 28 | Hydro | 8 | 418 | -50 | -50 | 0 | -50 | -50 | -50 | -50 | -50 | -50
| Unit 29 | Hydro | 52 | 470 | -50 | -50 | 0 | -50 | -50 | -50 | -50 | -50 | -50
| Unit 30 | Hydro | 3.8 | 473.8 | -50 | -50 | 0 | -50 | -50 | -50 | -50 | -50 | -50
| Unit 31 | Hydro | 81 | 554.8 | -50 | -50 | 0 | -50 | -50 | -50 | -50 | -50 | -50
| Unit 32 | Hydro | 2.6 | 557.4 | -50 | -50 | 0 | -50 | -50 | -50 | -50 | -50 | -50
| Unit 33 | Hydro | 12 | 569.4 | -50 | -50 | 0 | -50 | -50 | -50 | -50 | -50 | -50
| Unit 34 | Hydro | 4.3 | 573.7 | -50 | -50 | 0 | -50 | -50 | -50 | -50 | -50 | -50
| Unit 35 | Hydro | 4.3 | 578 | -50 | -50 | 0 | -50 | -50 | -50 | -50 | -50 | -50
| Unit 36 | Hydro | 4.2 | 582.2 | -50 | -50 | 0 | -50 | -50 | -50 | -50 | -50 | -50
| Unit 37 | Hydro | 102.6 | 684.8 | -50 | -50 | 0 | -50 | -50 | -50 | -50 | -50 | -50
| Unit 38 | Hydro | 7.7 | 692.5 | -50 | -50 | 0 | -50 | -50 | -50 | -50 | -50 | -50
| Unit 39 | Hydro | 18 | 710.5 | -50 | -50 | 0 | -50 | -50 | -50 | -50 | -50 | -50
| Unit 40 | Hydro | 7.2 | 717.7 | -50 | -50 | 0 | -50 | -50 | -50 | -50 | -50 | -50
| Unit 41 | Hydro | 10.1 | 727.8 | -50 | -50 | 0 | -50 | -50 | -50 | -50 | -50 | -50
| Unit 42 | Hydro | 9 | 736.8 | -50 | -50 | 0 | -50 | -50 | -50 | -50 | -50 | -50
| Unit 43 | Hydro | 20.1 | 756.9 | -50 | -50 | 0 | -50 | -50 | -50 | -50 | -50 | -50
| Unit 44 | Hydro | 3.6 | 760.5 | -50 | -50 | 0 | -50 | -50 | -50 | -50 | -50 | -50
| Unit 45 | Hydro | 32.4 | 792.9 | -50 | -50 | 0 | -50 | -50 | -50 | -50 | -50 | -50
| Unit 46 | Hydro | 23.7 | 816.6 | -50 | -50 | 0 | -50 | -50 | -50 | -50 | -50 | -50
| Unit 47 | Hydro | 9 | 825.6 | -50 | -50 | 0 | -50 | -50 | -50 | -50 | -50 | -50
| Unit 48 | Hydro | 31.6 | 857.2 | -50 | -50 | 0 | -50 | -50 | -50 | -50 | -50 | -50
| Unit 49 | Hydro | 3.4 | 860.6 | -50 | -50 | 0 | -50 | -50 | -50 | -50 | -50 | -50
| Unit 50 | Hydro | 35.4 | 896 | -50 | -50 | 0 | -50 | -50 | -50 | -50 | -50 | -50
| Unit 51 | Hydro | 56.9 | 952.9 | -50 | -50 | 0 | -50 | -50 | -50 | -50 | -50 | -50
| Unit 52 | Hydro | 9 | 961.9 | -50 | -50 | 0 | -50 | -50 | -50 | -50 | -50 | -50
| Unit 53 | Hydro | 3.4 | 965.3 | -50 | -50 | 0 | -50 | -50 | -50 | -50 | -50 | -50
| Unit 54 | Hydro | 3.3 | 968.6 | -50 | -50 | 0 | -50 | -50 | -50 | -50 | -50 | -50
| Unit 55 | Hydro | 64.8 | 1033.4 | -50 | -50 | 0 | -50 | -50 | -50 | -50 | -50 | -50
| Unit 56 | Hydro | 2.3 | 1035.7 | -50 | -50 | 0 | -50 | -50 | -50 | -50 | -50 | -50
| Unit 57 | Hydro | 11.8 | 1047.5 | -50 | -50 | 0 | -50 | -50 | -50 | -50 | -50 | -50
| Unit 58 | Hydro | 3.2 | 1050.7 | -50 | -50 | 0 | -50 | -50 | -50 | -50 | -50 | -50
| Unit 59 | Hydro | 11 | 1061.7 | -50 | -50 | 0 | -50 | -50 | -50 | -50 | -50 | -50
| Unit 60 | Hydro | 76 | 1137.7 | -50 | -50 | 0 | -50 | -50 | -50 | -50 | -50 | -50
| Unit 61 | Hydro | 5.4 | 1143.1 | -50 | -50 | 0 | -50 | -50 | -50 | -50 | -50 | -50
| Unit 62 | Hydro | 32.4 | 1175.5 | -50 | -50 | 0 | -50 | -50 | -50 | -50 | -50 | -50
| Unit 63 | Hydro | 9.1 | 1184.6 | -50 | -50 | 0 | -50 | -50 | -50 | -50 | -50 | -50
| Unit 64 | Hydro | 3 | 1187.6 | -50 | -50 | 0 | -50 | -50 | -50 | -50 | -50 | -50
| Unit 65 | Hydro | 35.3 | 1222.9 | -50 | -50 | 0 | -50 | -50 | -50 | -50 | -50 | -50
| Unit 66 | Hydro | 8.9 | 1231.8 | -50 | -50 | 0 | -50 | -50 | -50 | -50 | -50 | -50
| Unit 67 | Hydro | 7.2 | 1239 | -50 | -50 | 0 | -50 | -50 | -50 | -50 | -50 | -50
| Unit 68 | Hydro | 16 | 1255 | -50 | -50 | 0 | -50 | -50 | -50 | -50 | -50 | -50
| Unit 69 | Hydro | 3.6 | 1258.6 | -50 | -50 | 0 | -50 | -50 | -50 | -50 | -50 | -50
| Unit 70 | Hydro | 7.3 | 1265.9 | -50 | -50 | 0 | -50 | -50 | -50 | -50 | -50 | -50
| Unit 71 | Hydro | 5.6 | 1271.5 | -50 | -50 | 0 | -50 | -50 | -50 | -50 | -50 | -50
| Unit 72 | Hydro | 7.6 | 1279.1 | -50 | -50 | 0 | -50 | -50 | -50 | -50 | -50 | -50
| Unit 73 | Hydro | 21.2 | 1300.3 | -50 | -50 | 0 | -50 | -50 | -50 | -50 | -50 | -50
| Unit 74 | Hydro | 2.4 | 1302.7 | -50 | -50 | 0 | -50 | -50 | -50 | -50 | -50 | -50
| Unit 75 | Hydro | 6.8 | 1309.5 | -50 | -50 | 0 | -50 | -50 | -50 | -50 | -50 | -50
| Unit 76 | Hydro | 18 | 1327.5 | -50 | -50 | 0 | -50 | -50 | -50 | -50 | -50 | -50
| Unit 77 | Hydro | 7.5 | 1335 | -50 | -50 | 0 | -50 | -50 | -50 | -50 | -50 | -50
| Unit 78 | Hydro | 12.7 | 1347.7 | -50 | -50 | 0 | -50 | -50 | -50 | -50 | -50 | -50
| Unit 79 | Hydro | 7 | 1354.7 | -50 | -50 | 0 | -50 | -50 | -50 | -50 | -50 | -50
| Unit 80 | Hydro | 2.6 | 1357.3 | -50 | -50 | 0 | -50 | -50 | -50 | -50 | -50 | -50
| Unit 81 | Hydro | 21.6 | 1378.9 | -50 | -50 | 0 | -50 | -50 | -50 | -50 | -50 | -50
| Unit 82 | Hydro | 9.2 | 1388.1 | -50 | -50 | 0 | -50 | -50 | -50 | -50 | -50 | -50
| Unit 83 | Hydro | 23.3 | 1411.4 | -50 | -50 | 0 | -50 | -50 | -50 | -50 | -50 | -50
| Unit 84 | Hydro | 5.1 | 1416.5 | -50 | -50 | 0 | -50 | -50 | -50 | -50 | -50 | -50
| Unit 85 | Hydro | 4.8 | 1421.3 | -50 | -50 | 0 | -50 | -50 | -50 | -50 | -50 | -50
| Unit 86 | Hydro | 75.8 | 1497.1 | -50 | -50 | 0 | -50 | -50 | -50 | -50 | -50 | -50
| Unit 87 | Hydro | 36.6 | 1533.7 | -50 | -50 | 0 | -50 | -50 | -50 | -50 | -50 | -50
| Unit 88 | Hydro | 12.6 | 1546.3 | -50 | -50 | 0 | -50 | -50 | -50 | -50 | -50 | -50
| Unit 89 | Hydro | 234 | 1780.3 | -50 | -50 | 0 | -50 | -50 | -50 | -50 | -50 | -50
| Unit 90 | Hydro | 28.4 | 1808.7 | -50 | -50 | 0 | -50 | -50 | -50 | -50 | -50 | -50
| Unit 91 | Hydro | 192 | 2000.7 | -50 | -50 | 0 | -50 | -50 | -50 | -50 | -50 | -50
| Unit 92 | Hydro | 25.5 | 2026.2 | -50 | -50 | 0 | -50 | -50 | -50 | -50 | -50 | -50
| Unit 93 | Hydro | 5.6 | 2031.8 | -50 | -50 | 0 | -50 | -50 | -50 | -50 | -50 | -50
| Unit 94 | Hydro | 8.8 | 2040.6 | -50 | -50 | 0 | -50 | -50 | -50 | -50 | -50 | -50
| Unit 95 | Hydro | 5.1 | 2045.7 | -50 | -50 | 0 | -50 | -50 | -50 | -50 | -50 | -50
| Unit 96 | Hydro | 153.1 | 2198.8 | -50 | -50 | 0 | -50 | -50 | -50 | -50 | -50 | -50
| Unit 97 | Hydro | 41.8 | 2240.6 | -50 | -50 | 0 | -50 | -50 | -50 | -50 | -50 | -50
| Unit 98 | Wind | 3.12 | 2243.72 | 0 | -50 | -50 | -50 | -50 | -50 | -50 | -50 | -50
| Unit 99 | Wind | 24.0708 | 2267.7908 | 0 | -50 | -50 | -50 | -50 | -50 | -50 | -50 | -50
| Unit 100 | Wind | 2.106 | 2269.8968 | 0 | -50 | -50 | -50 | -50 | -50 | -50 | -50 | -50
| Unit 101 | Wind | 1.56 | 2271.4568 | 0 | -50 | -50 | -50 | -50 | -50 | -50 | -50 | -50
| Unit 102 | Solar | 4.5 | 2275.9568 | -50 | 0 | -50 | -50 | -50 | -50 | -50 | -50 | -50
| Unit 103 | Wind | 1.4976 | 2277.4544 | 0 | -50 | -50 | -50 | -50 | -50 | -50 | -50 | -50
| Unit 104 | Wind | 23.166 | 2300.6204 | 0 | -50 | -50 | -50 | -50 | -50 | -50 | -50 | -50
| Unit 105 | Wind | 7.488 | 2308.1084 | 0 | -50 | -50 | -50 | -50 | -50 | -50 | -50 | -50
| Unit 106 | Wind | 18.72 | 2326.8284 | 0 | -50 | -50 | -50 | -50 | -50 | -50 | -50 | -50
| Unit 107 | Wind | 9.7344 | 2336.5628 | 0 | -50 | -50 | -50 | -50 | -50 | -50 | -50 | -50
| Unit 108 | Solar | 39 | 2375.5628 | -50 | 0 | -50 | -50 | -50 | -50 | -50 | -50 | -50
| Unit 109 | Wind | 4.68 | 2380.2428 | 0 | -50 | -50 | -50 | -50 | -50 | -50 | -50 | -50
| Unit 110 | Wind | 12.48 | 2392.7228 | 0 | -50 | -50 | -50 | -50 | -50 | -50 | -50 | -50
| Unit 111 | Wind | 12.48 | 2405.2028 | 0 | -50 | -50 | -50 | -50 | -50 | -50 | -50 | -50
| Unit 112 | Wind | 12.7296 | 2417.9324 | 0 | -50 | -50 | -50 | -50 | -50 | -50 | -50 | -50
| Unit 113 | Wind | 31.4028 | 2449.3352 | 0 | -50 | -50 | -50 | -50 | -50 | -50 | -50 | -50
| Unit 114 | Wind | 20.358 | 2469.6932 | 0 | -50 | -50 | -50 | -50 | -50 | -50 | -50 | -50
| Unit 115 | Wind | 5.616 | 2475.3092 | 0 | -50 | -50 | -50 | -50 | -50 | -50 | -50 | -50
| Unit 116 | Wind | 3.12 | 2478.4292 | 0 | -50 | -50 | -50 | -50 | -50 | -50 | -50 | -50
| Unit 117 | Wind | 45.24 | 2523.6692 | 0 | -50 | -50 | -50 | -50 | -50 | -50 | -50 | -50
| Unit 118 | Wind | 12.636 | 2536.3052 | 0 | -50 | -50 | -50 | -50 | -50 | -50 | -50 | -50
| Unit 119 | Wind | 77.4696 | 2613.7748 | 0 | -50 | -50 | -50 | -50 | -50 | -50 | -50 | -50
| Unit 120 | Wind | 16.38 | 2630.1548 | 0 | -50 | -50 | -50 | -50 | -50 | -50 | -50 | -50
| Unit 121 | Wind | 12.792 | 2642.9468 | 0 | -50 | -50 | -50 | -50 | -50 | -50 | -50 | -50
| Unit 122 | Wind | 16.38 | 2659.3268 | 0 | -50 | -50 | -50 | -50 | -50 | -50 | -50 | -50
| Unit 123 | Wind | 31.824 | 2691.1508 | 0 | -50 | -50 | -50 | -50 | -50 | -50 | -50 | -50
| Unit 124 | Wind | 12.168 | 2703.3188 | 0 | -50 | -50 | -50 | -50 | -50 | -50 | -50 | -50
| Unit 125 | Wind | 24.96 | 2728.2788 | 0 | -50 | -50 | -50 | -50 | -50 | -50 | -50 | -50
| Unit 126 | Wind | 24.648 | 2752.9268 | 0 | -50 | -50 | -50 | -50 | -50 | -50 | -50 | -50
| Unit 127 | Wind | 22.6512 | 2775.578 | 0 | -50 | -50 | -50 | -50 | -50 | -50 | -50 | -50
| Unit 128 | Wind | 12.48 | 2788.058 | 0 | -50 | -50 | -50 | -50 | -50 | -50 | -50 | -50
| Unit 129 | Wind | 23.4 | 2811.458 | 0 | -50 | -50 | -50 | -50 | -50 | -50 | -50 | -50
| Unit 130 | Wind | 11.6688 | 2823.1268 | 0 | -50 | -50 | -50 | -50 | -50 | -50 | -50 | -50
| Unit 131 | Wind | 8.58 | 2831.7068 | 0 | -50 | -50 | -50 | -50 | -50 | -50 | -50 | -50
| Unit 132 | Wind | 32.76 | 2864.4668 | 0 | -50 | -50 | -50 | -50 | -50 | -50 | -50 | -50
| Unit 133 | Wind | 3.4164 | 2867.8832 | 0 | -50 | -50 | -50 | -50 | -50 | -50 | -50 | -50
| Unit 134 | Wind | 8.424 | 2876.3072 | 0 | -50 | -50 | -50 | -50 | -50 | -50 | -50 | -50
| Unit 135 | Wind | 25.9584 | 2902.2656 | 0 | -50 | -50 | -50 | -50 | -50 | -50 | -50 | -50
| Unit 136 | Wind | 7.488 | 2909.7536 | 0 | -50 | -50 | -50 | -50 | -50 | -50 | -50 | -50
| Unit 137 | Solar | 3.75 | 2913.5036 | -50 | 0 | -50 | -50 | -50 | -50 | -50 | -50 | -50
| Unit 138 | Wind | 3.2292 | 2916.7328 | 0 | -50 | -50 | -50 | -50 | -50 | -50 | -50 | -50
| Unit 139 | Wind | 0.7644 | 2917.4972 | 0 | -50 | -50 | -50 | -50 | -50 | -50 | -50 | -50
| Unit 140 | Wind | 27.2688 | 2944.766 | 0 | -50 | -50 | -50 | -50 | -50 | -50 | -50 | -50
| Unit 141 | Wind | 3.042 | 2947.808 | 0 | -50 | -50 | -50 | -50 | -50 | -50 | -50 | -50
| Unit 142 | Wind | 10.5534 | 2958.3614 | 0 | -50 | -50 | -50 | -50 | -50 | -50 | -50 | -50
| Unit 143 | Wind | 28.86 | 2987.2214 | 0 | -50 | -50 | -50 | -50 | -50 | -50 | -50 | -50
| Unit 144 | Wind | 2.34 | 2989.5614 | 0 | -50 | -50 | -50 | -50 | -50 | -50 | -50 | -50
| Unit 145 | Wind | 13.338 | 3002.8994 | 0 | -50 | -50 | -50 | -50 | -50 | -50 | -50 | -50
| Unit 146 | Wind | 11.7 | 3014.5994 | 0 | -50 | -50 | -50 | -50 | -50 | -50 | -50 | -50
| Unit 147 | Wind | 0.3276 | 3014.927 | 0 | -50 | -50 | -50 | -50 | -50 | -50 | -50 | -50
| Unit 148 | Wind | 0.3276 | 3015.2546 | 0 | -50 | -50 | -50 | -50 | -50 | -50 | -50 | -50
| Unit 149 | Wind | 0.3276 | 3015.5822 | 0 | -50 | -50 | -50 | -50 | -50 | -50 | -50 | -50
| Unit 150 | Wind | 0.3276 | 3015.9098 | 0 | -50 | -50 | -50 | -50 | -50 | -50 | -50 | -50
| Unit 151 | Wind | 4.68 | 3020.5898 | 0 | -50 | -50 | -50 | -50 | -50 | -50 | -50 | -50
| Unit 152 | Wind | 4.68 | 3025.2698 | 0 | -50 | -50 | -50 | -50 | -50 | -50 | -50 | -50
| Unit 153 | Wind | 31.2 | 3056.4698 | 0 | -50 | -50 | -50 | -50 | -50 | -50 | -50 | -50
| Unit 154 | Wind | 15.444 | 3071.9138 | 0 | -50 | -50 | -50 | -50 | -50 | -50 | -50 | -50
| Unit 155 | Wind | 17.316 | 3089.2298 | 0 | -50 | -50 | -50 | -50 | -50 | -50 | -50 | -50
| Unit 156 | Wind | 3.276 | 3092.5058 | 0 | -50 | -50 | -50 | -50 | -50 | -50 | -50 | -50
| Unit 157 | Wind | 29.64 | 3122.1458 | 0 | -50 | -50 | -50 | -50 | -50 | -50 | -50 | -50
| Unit 158 | Wind | 15.678 | 3137.8238 | 0 | -50 | -50 | -50 | -50 | -50 | -50 | -50 | -50
| Unit 159 | Wind | 10.296 | 3148.1198 | 0 | -50 | -50 | -50 | -50 | -50 | -50 | -50 | -50
| Unit 160 | Wind | 7.722 | 3155.8418 | 0 | -50 | -50 | -50 | -50 | -50 | -50 | -50 | -50
| Unit 161 | Wind | 3.0888 | 3158.9306 | 0 | -50 | -50 | -50 | -50 | -50 | -50 | -50 | -50
| Unit 162 | Wind | 23.3376 | 3182.2682 | 0 | -50 | -50 | -50 | -50 | -50 | -50 | -50 | -50
| Unit 163 | Wind | 3.042 | 3185.3102 | 0 | -50 | -50 | -50 | -50 | -50 | -50 | -50 | -50
| Unit 164 | Wind | 1.638 | 3186.9482 | 0 | -50 | -50 | -50 | -50 | -50 | -50 | -50 | -50
| Unit 165 | Wind | 0.195 | 3187.1432 | 0 | -50 | -50 | -50 | -50 | -50 | -50 | -50 | -50
| Unit 166 | Wind | 0.195 | 3187.3382 | 0 | -50 | -50 | -50 | -50 | -50 | -50 | -50 | -50
| Unit 167 | Wind | 0.195 | 3187.5332 | 0 | -50 | -50 | -50 | -50 | -50 | -50 | -50 | -50
| Unit 168 | Wind | 0.195 | 3187.7282 | 0 | -50 | -50 | -50 | -50 | -50 | -50 | -50 | -50
| Unit 169 | Wind | 0.195 | 3187.9232 | 0 | -50 | -50 | -50 | -50 | -50 | -50 | -50 | -50
| Unit 170 | Wind | 0.195 | 3188.1182 | 0 | -50 | -50 | -50 | -50 | -50 | -50 | -50 | -50
| Unit 171 | Wind | 0.195 | 3188.3132 | 0 | -50 | -50 | -50 | -50 | -50 | -50 | -50 | -50
| Unit 172 | Wind | 0.195 | 3188.5082 | 0 | -50 | -50 | -50 | -50 | -50 | -50 | -50 | -50
| Unit 173 | Wind | 17.472 | 3205.9802 | 0 | -50 | -50 | -50 | -50 | -50 | -50 | -50 | -50
| Unit 174 | Wind | 7.956 | 3213.9362 | 0 | -50 | -50 | -50 | -50 | -50 | -50 | -50 | -50
| Unit 175 | Wind | 31.2156 | 3245.1518 | 0 | -50 | -50 | -50 | -50 | -50 | -50 | -50 | -50
| Unit 176 | Wind | 6.63 | 3251.7818 | 0 | -50 | -50 | -50 | -50 | -50 | -50 | -50 | -50
| Unit 177 | Wind | 23.2128 | 3274.9946 | 0 | -50 | -50 | -50 | -50 | -50 | -50 | -50 | -50
| Unit 178 | Wind | 15.444 | 3290.4386 | 0 | -50 | -50 | -50 | -50 | -50 | -50 | -50 | -50
| Unit 179 | Wind | 23.166 | 3313.6046 | 0 | -50 | -50 | -50 | -50 | -50 | -50 | -50 | -50
| Unit 180 | Wind | 3.1122 | 3316.7168 | 0 | -50 | -50 | -50 | -50 | -50 | -50 | -50 | -50
| Unit 181 | Wind | 32.058 | 3348.7748 | 0 | -50 | -50 | -50 | -50 | -50 | -50 | -50 | -50
| Unit 182 | Wind | 11.7 | 3360.4748 | 0 | -50 | -50 | -50 | -50 | -50 | -50 | -50 | -50
| Unit 183 | Wind | 6.786 | 3367.2608 | 0 | -50 | -50 | -50 | -50 | -50 | -50 | -50 | -50
| Unit 184 | Wind | 15.444 | 3382.7048 | 0 | -50 | -50 | -50 | -50 | -50 | -50 | -50 | -50
| Unit 185 | Wind | 4.68 | 3387.3848 | 0 | -50 | -50 | -50 | -50 | -50 | -50 | -50 | -50
| Unit 186 | Wind | 7.488 | 3394.8728 | 0 | -50 | -50 | -50 | -50 | -50 | -50 | -50 | -50
| Unit 187 | Wind | 7.8936 | 3402.7664 | 0 | -50 | -50 | -50 | -50 | -50 | -50 | -50 | -50
| Unit 188 | Wind | 15.444 | 3418.2104 | 0 | -50 | -50 | -50 | -50 | -50 | -50 | -50 | -50
| Unit 189 | Wind | 1.404 | 3419.6144 | 0 | -50 | -50 | -50 | -50 | -50 | -50 | -50 | -50
| Unit 190 | Wind | 2.3712 | 3421.9856 | 0 | -50 | -50 | -50 | -50 | -50 | -50 | -50 | -50
| Unit 191 | Wind | 1.248 | 3423.2336 | 0 | -50 | -50 | -50 | -50 | -50 | -50 | -50 | -50
| Unit 192 | Wind | 1.1934 | 3424.427 | 0 | -50 | -50 | -50 | -50 | -50 | -50 | -50 | -50
| Unit 193 | Wind | 0.468 | 3424.895 | 0 | -50 | -50 | -50 | -50 | -50 | -50 | -50 | -50
| Unit 194 | Wind | 25.272 | 3450.167 | 0 | -50 | -50 | -50 | -50 | -50 | -50 | -50 | -50
| Unit 195 | Wind | 15.678 | 3465.845 | 0 | -50 | -50 | -50 | -50 | -50 | -50 | -50 | -50
| Unit 196 | Wind | 3.276 | 3469.121 | 0 | -50 | -50 | -50 | -50 | -50 | -50 | -50 | -50
| Unit 197 | Wind | 17.2224 | 3486.3434 | 0 | -50 | -50 | -50 | -50 | -50 | -50 | -50 | -50
| Unit 198 | Wind | 15.9744 | 3502.3178 | 0 | -50 | -50 | -50 | -50 | -50 | -50 | -50 | -50
| Unit 199 | Wind | 2.34 | 3504.6578 | 0 | -50 | -50 | -50 | -50 | -50 | -50 | -50 | -50
| Unit 200 | Wind | 15.288 | 3519.9458 | 0 | -50 | -50 | -50 | -50 | -50 | -50 | -50 | -50
| Unit 201 | Wind | 0.3276 | 3520.2734 | 0 | -50 | -50 | -50 | -50 | -50 | -50 | -50 | -50
| Unit 202 | Wind | 0.3276 | 3520.601 | 0 | -50 | -50 | -50 | -50 | -50 | -50 | -50 | -50
| Unit 203 | Wind | 0.3276 | 3520.9286 | 0 | -50 | -50 | -50 | -50 | -50 | -50 | -50 | -50
| Unit 204 | Wind | 0.3276 | 3521.2562 | 0 | -50 | -50 | -50 | -50 | -50 | -50 | -50 | -50
| Unit 205 | Wind | 0.3276 | 3521.5838 | 0 | -50 | -50 | -50 | -50 | -50 | -50 | -50 | -50
| Unit 206 | Wind | 0.3276 | 3521.9114 | 0 | -50 | -50 | -50 | -50 | -50 | -50 | -50 | -50
| Unit 207 | Wind | 0.3276 | 3522.239 | 0 | -50 | -50 | -50 | -50 | -50 | -50 | -50 | -50
| Unit 208 | Wind | 9.2664 | 3531.5054 | 0 | -50 | -50 | -50 | -50 | -50 | -50 | -50 | -50
| Unit 209 | Wind | 8.2368 | 3539.7422 | 0 | -50 | -50 | -50 | -50 | -50 | -50 | -50 | -50
| Unit 210 | Wind | 6.552 | 3546.2942 | 0 | -50 | -50 | -50 | -50 | -50 | -50 | -50 | -50
| Unit 211 | Wind | 5.85 | 3552.1442 | 0 | -50 | -50 | -50 | -50 | -50 | -50 | -50 | -50
| Unit 212 | Wind | 4.368 | 3556.5122 | 0 | -50 | -50 | -50 | -50 | -50 | -50 | -50 | -50
| Unit 213 | Wind | 15.288 | 3571.8002 | 0 | -50 | -50 | -50 | -50 | -50 | -50 | -50 | -50
| Unit 214 | Wind | 16.536 | 3588.3362 | 0 | -50 | -50 | -50 | -50 | -50 | -50 | -50 | -50
| Unit 215 | Wind | 46.9716 | 3635.3078 | 0 | -50 | -50 | -50 | -50 | -50 | -50 | -50 | -50
| Unit 216 | Solar | 7.5 | 3642.8078 | -50 | 0 | -50 | -50 | -50 | -50 | -50 | -50 | -50
| Unit 217 | Solar | 3.75 | 3646.5578 | -50 | 0 | -50 | -50 | -50 | -50 | -50 | -50 | -50
| Unit 218 | Solar | 11.25 | 3657.8078 | -50 | 0 | -50 | -50 | -50 | -50 | -50 | -50 | -50
| Unit 219 | Wind | 27.378 | 3685.1858 | 0 | -50 | -50 | -50 | -50 | -50 | -50 | -50 | -50
| Unit 220 | Wind | 2.34 | 3687.5258 | 0 | -50 | -50 | -50 | -50 | -50 | -50 | -50 | -50
| Unit 221 | Wind | 1.638 | 3689.1638 | 0 | -50 | -50 | -50 | -50 | -50 | -50 | -50 | -50
| Unit 222 | Wind | 1.638 | 3690.8018 | 0 | -50 | -50 | -50 | -50 | -50 | -50 | -50 | -50
| Unit 223 | Wind | 16.7232 | 3707.525 | 0 | -50 | -50 | -50 | -50 | -50 | -50 | -50 | -50
| Unit 224 | Wind | 16.146 | 3723.671 | 0 | -50 | -50 | -50 | -50 | -50 | -50 | -50 | -50
| Unit 225 | Wind | 15.7248 | 3739.3958 | 0 | -50 | -50 | -50 | -50 | -50 | -50 | -50 | -50
| Unit 226 | Wind | 31.356 | 3770.7518 | 0 | -50 | -50 | -50 | -50 | -50 | -50 | -50 | -50
| Unit 227 | Wind | 7.488 | 3778.2398 | 0 | -50 | -50 | -50 | -50 | -50 | -50 | -50 | -50
| Unit 228 | Wind | 7.488 | 3785.7278 | 0 | -50 | -50 | -50 | -50 | -50 | -50 | -50 | -50
| Unit 229 | Wind | 1.7472 | 3787.475 | 0 | -50 | -50 | -50 | -50 | -50 | -50 | -50 | -50
| Unit 230 | Wind | 18.486 | 3805.961 | 0 | -50 | -50 | -50 | -50 | -50 | -50 | -50 | -50
| Unit 231 | Wind | 6.318 | 3812.279 | 0 | -50 | -50 | -50 | -50 | -50 | -50 | -50 | -50
| Unit 232 | Solar | 16.875 | 3829.154 | -50 | 0 | -50 | -50 | -50 | -50 | -50 | -50 | -50
| Unit 233 | Wind | 18.876 | 3848.03 | 0 | -50 | -50 | -50 | -50 | -50 | -50 | -50 | -50
| Unit 234 | Solar | 1.875 | 3849.905 | -50 | 0 | -50 | -50 | -50 | -50 | -50 | -50 | -50
| Unit 235 | Wind | 1.4352 | 3851.3402 | 0 | -50 | -50 | -50 | -50 | -50 | -50 | -50 | -50
| Unit 236 | Wind | 15.7014 | 3867.0416 | 0 | -50 | -50 | -50 | -50 | -50 | -50 | -50 | -50
| Unit 237 | Wind | 39.156 | 3906.1976 | 0 | -50 | -50 | -50 | -50 | -50 | -50 | -50 | -50
| Unit 238 | Wind | 7.722 | 3913.9196 | 0 | -50 | -50 | -50 | -50 | -50 | -50 | -50 | -50
| Unit 239 | Wind | 18.6732 | 3932.5928 | 0 | -50 | -50 | -50 | -50 | -50 | -50 | -50 | -50
| Unit 240 | Wind | 0.3276 | 3932.9204 | 0 | -50 | -50 | -50 | -50 | -50 | -50 | -50 | -50
| Unit 241 | Wind | 0.6552 | 3933.5756 | 0 | -50 | -50 | -50 | -50 | -50 | -50 | -50 | -50
| Unit 242 | Wind | 0.6552 | 3934.2308 | 0 | -50 | -50 | -50 | -50 | -50 | -50 | -50 | -50
| Unit 243 | Wind | 0.6552 | 3934.886 | 0 | -50 | -50 | -50 | -50 | -50 | -50 | -50 | -50
| Unit 244 | Wind | 0.3276 | 3935.2136 | 0 | -50 | -50 | -50 | -50 | -50 | -50 | -50 | -50
| Unit 245 | Wind | 0.3276 | 3935.5412 | 0 | -50 | -50 | -50 | -50 | -50 | -50 | -50 | -50
| Unit 246 | Wind | 10.764 | 3946.3052 | 0 | -50 | -50 | -50 | -50 | -50 | -50 | -50 | -50
| Unit 247 | Wind | 14.04 | 3960.3452 | 0 | -50 | -50 | -50 | -50 | -50 | -50 | -50 | -50
| Unit 248 | Wind | 23.4 | 3983.7452 | 0 | -50 | -50 | -50 | -50 | -50 | -50 | -50 | -50
| Unit 249 | Wind | 7.956 | 3991.7012 | 0 | -50 | -50 | -50 | -50 | -50 | -50 | -50 | -50
| Unit 250 | Wind | 7.722 | 3999.4232 | 0 | -50 | -50 | -50 | -50 | -50 | -50 | -50 | -50
| Unit 251 | Wind | 15.6312 | 4015.0544 | 0 | -50 | -50 | -50 | -50 | -50 | -50 | -50 | -50
| Unit 252 | Wind | 15.4284 | 4030.4828 | 0 | -50 | -50 | -50 | -50 | -50 | -50 | -50 | -50
| Unit 253 | Wind | 15.6 | 4046.0828 | 0 | -50 | -50 | -50 | -50 | -50 | -50 | -50 | -50
| Unit 254 | Solar | 73.0237 | 4119.1066 | -50 | 0 | -50 | -50 | -50 | -50 | -50 | -50 | -50
| Unit 255 | Solar | 19.5877 | 4138.6942 | -50 | 0 | -50 | -50 | -50 | -50 | -50 | -50 | -50
| Unit 256 | Solar | 34.1544 | 4172.8486 | -50 | 0 | -50 | -50 | -50 | -50 | -50 | -50 | -50
| Unit 257 | Solar | 34.1544 | 4207.003 | -50 | 0 | -50 | -50 | -50 | -50 | -50 | -50 | -50
| Unit 258 | Solar | 58.5637 | 4265.5668 | -50 | 0 | -50 | -50 | -50 | -50 | -50 | -50 | -50
| Unit 259 | Solar | 11.6051 | 4277.1719 | -50 | 0 | -50 | -50 | -50 | -50 | -50 | -50 | -50
| Unit 260 | Solar | 2.0652 | 4279.2371 | -50 | 0 | -50 | -50 | -50 | -50 | -50 | -50 | -50
| Unit 261 | Solar | 26.6717 | 4305.9088 | -50 | 0 | -50 | -50 | -50 | -50 | -50 | -50 | -50
| Unit 262 | Solar | 19.5915 | 4325.5003 | -50 | 0 | -50 | -50 | -50 | -50 | -50 | -50 | -50
| Unit 263 | Solar | 30.6892 | 4356.1895 | -50 | 0 | -50 | -50 | -50 | -50 | -50 | -50 | -50
| Unit 264 | Solar | 16.3402 | 4372.5298 | -50 | 0 | -50 | -50 | -50 | -50 | -50 | -50 | -50
| Unit 265 | Solar | 4.4237 | 4376.9534 | -50 | 0 | -50 | -50 | -50 | -50 | -50 | -50 | -50
| Unit 266 | Solar | 13.0823 | 4390.0357 | -50 | 0 | -50 | -50 | -50 | -50 | -50 | -50 | -50
| Unit 267 | Solar | 7.3584 | 4397.3942 | -50 | 0 | -50 | -50 | -50 | -50 | -50 | -50 | -50
| Unit 268 | Solar | 11.6319 | 4409.0261 | -50 | 0 | -50 | -50 | -50 | -50 | -50 | -50 | -50
| Unit 269 | Solar | 6.0374 | 4415.0634 | -50 | 0 | -50 | -50 | -50 | -50 | -50 | -50 | -50
| Unit 270 | Solar | 1.7786 | 4416.8421 | -50 | 0 | -50 | -50 | -50 | -50 | -50 | -50 | -50
| Unit 271 | Solar | 7.2346 | 4424.0766 | -50 | 0 | -50 | -50 | -50 | -50 | -50 | -50 | -50
| Unit 272 | Solar | 13.2464 | 4437.323 | -50 | 0 | -50 | -50 | -50 | -50 | -50 | -50 | -50
| Unit 273 | Solar | 1.4943 | 4438.8173 | -50 | 0 | -50 | -50 | -50 | -50 | -50 | -50 | -50
| Unit 274 | Solar | 6.2704 | 4445.0877 | -50 | 0 | -50 | -50 | -50 | -50 | -50 | -50 | -50
| Unit 275 | Solar | 5.248 | 4450.3357 | -50 | 0 | -50 | -50 | -50 | -50 | -50 | -50 | -50
| Unit 276 | Solar | 4.7048 | 4455.0405 | -50 | 0 | -50 | -50 | -50 | -50 | -50 | -50 | -50
| Unit 277 | Solar | 19.58 | 4474.6204 | -50 | 0 | -50 | -50 | -50 | -50 | -50 | -50 | -50
| Unit 278 | Solar | 3.28 | 4477.9005 | -50 | 0 | -50 | -50 | -50 | -50 | -50 | -50 | -50
| Unit 279 | Solar | 9.364 | 4487.2645 | -50 | 0 | -50 | -50 | -50 | -50 | -50 | -50 | -50
| Unit 280 | Solar | 2.9035 | 4490.168 | -50 | 0 | -50 | -50 | -50 | -50 | -50 | -50 | -50
| Unit 281 | Solar | 0.70192 | 4490.8699 | -50 | 0 | -50 | -50 | -50 | -50 | -50 | -50 | -50
| Unit 282 | Solar | 8.1581 | 4499.028 | -50 | 0 | -50 | -50 | -50 | -50 | -50 | -50 | -50
| Unit 283 | Solar | 51.8618 | 4550.8898 | -50 | 0 | -50 | -50 | -50 | -50 | -50 | -50 | -50
| Unit 284 | Solar | 13.6464 | 4564.5362 | -50 | 0 | -50 | -50 | -50 | -50 | -50 | -50 | -50
| Unit 285 | Solar | 2.8062 | 4567.3424 | -50 | 0 | -50 | -50 | -50 | -50 | -50 | -50 | -50
| Unit 286 | Solar | 4.824 | 4572.1664 | -50 | 0 | -50 | -50 | -50 | -50 | -50 | -50 | -50
| Unit 287 | Solar | 2.8763 | 4575.0427 | -50 | 0 | -50 | -50 | -50 | -50 | -50 | -50 | -50
| Unit 288 | Solar | 1.5958 | 4576.6385 | -50 | 0 | -50 | -50 | -50 | -50 | -50 | -50 | -50
| Unit 289 | Solar | 3.4521 | 4580.0906 | -50 | 0 | -50 | -50 | -50 | -50 | -50 | -50 | -50
| Unit 290 | Solar | 2.4962 | 4582.5868 | -50 | 0 | -50 | -50 | -50 | -50 | -50 | -50 | -50
| Unit 291 | Solar | 49.4517 | 4632.0385 | -50 | 0 | -50 | -50 | -50 | -50 | -50 | -50 | -50
| Unit 292 | Solar | 69.8371 | 4701.8756 | -50 | 0 | -50 | -50 | -50 | -50 | -50 | -50 | -50
| Unit 293 | Solar | 6.375 | 4708.2506 | -50 | 0 | -50 | -50 | -50 | -50 | -50 | -50 | -50
| Unit 294 | Wind | 6.864 | 4715.1146 | 0 | -50 | -50 | -50 | -50 | -50 | -50 | -50 | -50
| Unit 295 | Wind | 3.042 | 4718.1566 | 0 | -50 | -50 | -50 | -50 | -50 | -50 | -50 | -50
| Unit 296 | Wind | 39 | 4757.1566 | 0 | -50 | -50 | -50 | -50 | -50 | -50 | -50 | -50
| Unit 297 | Wind | 31.2 | 4788.3566 | 0 | -50 | -50 | -50 | -50 | -50 | -50 | -50 | -50
| Unit 298 | Solar | 2.1375 | 4790.4941 | -50 | 0 | -50 | -50 | -50 | -50 | -50 | -50 | -50
| Unit 299 | Wind | 15.6 | 4806.0941 | 0 | -50 | -50 | -50 | -50 | -50 | -50 | -50 | -50
| Unit 300 | Wind | 7.8 | 4813.8941 | 0 | -50 | -50 | -50 | -50 | -50 | -50 | -50 | -50
| Unit 301 | Wind | 24.5856 | 4838.4797 | 0 | -50 | -50 | -50 | -50 | -50 | -50 | -50 | -50
| Unit 302 | Wind | 7.8 | 4846.2797 | 0 | -50 | -50 | -50 | -50 | -50 | -50 | -50 | -50
| Unit 303 | Wind | 30.888 | 4877.1677 | 0 | -50 | -50 | -50 | -50 | -50 | -50 | -50 | -50
| Unit 304 | Wind | 15.99 | 4893.1577 | 0 | -50 | -50 | -50 | -50 | -50 | -50 | -50 | -50
| Unit 305 | Wind | 23.4624 | 4916.6201 | 0 | -50 | -50 | -50 | -50 | -50 | -50 | -50 | -50
| Unit 306 | Wind | 31.2 | 4947.8201 | 0 | -50 | -50 | -50 | -50 | -50 | -50 | -50 | -50
| Unit 307 | Wind | 12.48 | 4960.3001 | 0 | -50 | -50 | -50 | -50 | -50 | -50 | -50 | -50
| Unit 308 | Wind | 9.126 | 4969.4261 | 0 | -50 | -50 | -50 | -50 | -50 | -50 | -50 | -50
| Unit 309 | Wind | 11.7 | 4981.1261 | 0 | -50 | -50 | -50 | -50 | -50 | -50 | -50 | -50
| Unit 310 | Wind | 19.188 | 5000.3141 | 0 | -50 | -50 | -50 | -50 | -50 | -50 | -50 | -50
| Unit 311 | Wind | 31.2 | 5031.5141 | 0 | -50 | -50 | -50 | -50 | -50 | -50 | -50 | -50
| Unit 312 | Wind | 15.6936 | 5047.2077 | 0 | -50 | -50 | -50 | -50 | -50 | -50 | -50 | -50
| Unit 313 | Wind | 3.12 | 5050.3277 | 0 | -50 | -50 | -50 | -50 | -50 | -50 | -50 | -50
| Unit 314 | Wind | 15.678 | 5066.0057 | 0 | -50 | -50 | -50 | -50 | -50 | -50 | -50 | -50
| Unit 315 | Wind | 4.212 | 5070.2177 | 0 | -50 | -50 | -50 | -50 | -50 | -50 | -50 | -50
| Unit 316 | Wind | 7.8 | 5078.0177 | 0 | -50 | -50 | -50 | -50 | -50 | -50 | -50 | -50
| Unit 317 | Wind | 15.6624 | 5093.6801 | 0 | -50 | -50 | -50 | -50 | -50 | -50 | -50 | -50
| Unit 318 | Wind | 69.2484 | 5162.9285 | 0 | -50 | -50 | -50 | -50 | -50 | -50 | -50 | -50
| Unit 319 | Wind | 23.2596 | 5186.1881 | 0 | -50 | -50 | -50 | -50 | -50 | -50 | -50 | -50
| Unit 320 | Wind | 23.4624 | 5209.6505 | 0 | -50 | -50 | -50 | -50 | -50 | -50 | -50 | -50
| Unit 321 | Wind | 1.8408 | 5211.4913 | 0 | -50 | -50 | -50 | -50 | -50 | -50 | -50 | -50
| Unit 322 | Wind | 3.12 | 5214.6113 | 0 | -50 | -50 | -50 | -50 | -50 | -50 | -50 | -50
| Unit 323 | Wind | 3.12 | 5217.7313 | 0 | -50 | -50 | -50 | -50 | -50 | -50 | -50 | -50
| Unit 324 | Solar | 6.375 | 5224.1063 | -50 | 0 | -50 | -50 | -50 | -50 | -50 | -50 | -50
| Unit 325 | Wind | 0.78 | 5224.8863 | 0 | -50 | -50 | -50 | -50 | -50 | -50 | -50 | -50
| Unit 326 | Wind | 2.8782 | 5227.7645 | 0 | -50 | -50 | -50 | -50 | -50 | -50 | -50 | -50
| Unit 327 | Wind | 3.2136 | 5230.9781 | 0 | -50 | -50 | -50 | -50 | -50 | -50 | -50 | -50
| Unit 328 | Wind | 2.184 | 5233.1621 | 0 | -50 | -50 | -50 | -50 | -50 | -50 | -50 | -50
| Unit 329 | Wind | 17.55 | 5250.7121 | 0 | -50 | -50 | -50 | -50 | -50 | -50 | -50 | -50
| Unit 330 | Wind | 12.5112 | 5263.2233 | 0 | -50 | -50 | -50 | -50 | -50 | -50 | -50 | -50
| Unit 331 | Wind | 23.4 | 5286.6233 | 0 | -50 | -50 | -50 | -50 | -50 | -50 | -50 | -50
| Unit 332 | Wind | 23.4 | 5310.0233 | 0 | -50 | -50 | -50 | -50 | -50 | -50 | -50 | -50
| Unit 333 | Solar | 30.375 | 5340.3983 | -50 | 0 | -50 | -50 | -50 | -50 | -50 | -50 | -50
| Unit 334 | Wind | 3.9 | 5344.2983 | 0 | -50 | -50 | -50 | -50 | -50 | -50 | -50 | -50
| Unit 335 | Wind | 13.65 | 5357.9483 | 0 | -50 | -50 | -50 | -50 | -50 | -50 | -50 | -50
| Unit 336 | Wind | 14.04 | 5371.9883 | 0 | -50 | -50 | -50 | -50 | -50 | -50 | -50 | -50
| Unit 337 | Wind | 2.2464 | 5374.2347 | 0 | -50 | -50 | -50 | -50 | -50 | -50 | -50 | -50
| Unit 338 | Wind | 4.992 | 5379.2267 | 0 | -50 | -50 | -50 | -50 | -50 | -50 | -50 | -50
| Unit 339 | Wind | 9.984 | 5389.2107 | 0 | -50 | -50 | -50 | -50 | -50 | -50 | -50 | -50
| Unit 340 | Wind | 16.77 | 5405.9807 | 0 | -50 | -50 | -50 | -50 | -50 | -50 | -50 | -50
| Unit 341 | Wind | 12.3552 | 5418.3359 | 0 | -50 | -50 | -50 | -50 | -50 | -50 | -50 | -50
| Unit 342 | Wind | 4.6332 | 5422.9691 | 0 | -50 | -50 | -50 | -50 | -50 | -50 | -50 | -50
| Unit 343 | Wind | 12.48 | 5435.4491 | 0 | -50 | -50 | -50 | -50 | -50 | -50 | -50 | -50
| Unit 344 | Wind | 15.678 | 5451.1271 | 0 | -50 | -50 | -50 | -50 | -50 | -50 | -50 | -50
| Unit 345 | Wind | 35.256 | 5486.3831 | 0 | -50 | -50 | -50 | -50 | -50 | -50 | -50 | -50
| Unit 346 | Wind | 0.702 | 5487.0851 | 0 | -50 | -50 | -50 | -50 | -50 | -50 | -50 | -50
| Unit 347 | Wind | 1.8564 | 5488.9415 | 0 | -50 | -50 | -50 | -50 | -50 | -50 | -50 | -50
| Unit 348 | Wind | 15.444 | 5504.3855 | 0 | -50 | -50 | -50 | -50 | -50 | -50 | -50 | -50
| Unit 349 | Wind | 23.088 | 5527.4735 | 0 | -50 | -50 | -50 | -50 | -50 | -50 | -50 | -50
| Unit 350 | Wind | 1.872 | 5529.3455 | 0 | -50 | -50 | -50 | -50 | -50 | -50 | -50 | -50
| Unit 351 | Wind | 23.868 | 5553.2135 | 0 | -50 | -50 | -50 | -50 | -50 | -50 | -50 | -50
| Unit 352 | Wind | 0.2808 | 5553.4943 | 0 | -50 | -50 | -50 | -50 | -50 | -50 | -50 | -50
| Unit 353 | Wind | 21.528 | 5575.0223 | 0 | -50 | -50 | -50 | -50 | -50 | -50 | -50 | -50
| Unit 354 | Wind | 31.1454 | 5606.1677 | 0 | -50 | -50 | -50 | -50 | -50 | -50 | -50 | -50
| Unit 355 | Wind | 1.716 | 5607.8837 | 0 | -50 | -50 | -50 | -50 | -50 | -50 | -50 | -50
| Unit 356 | Wind | 71.6664 | 5679.5501 | 0 | -50 | -50 | -50 | -50 | -50 | -50 | -50 | -50
| Unit 357 | Wind | 39.156 | 5718.7061 | 0 | -50 | -50 | -50 | -50 | -50 | -50 | -50 | -50
| Unit 358 | Wind | 18.6732 | 5737.3793 | 0 | -50 | -50 | -50 | -50 | -50 | -50 | -50 | -50
| Unit 359 | Wind | 21.6216 | 5759.0009 | 0 | -50 | -50 | -50 | -50 | -50 | -50 | -50 | -50
| Unit 360 | Wind | 0.195 | 5759.1959 | 0 | -50 | -50 | -50 | -50 | -50 | -50 | -50 | -50
| Unit 361 | Wind | 0.195 | 5759.3909 | 0 | -50 | -50 | -50 | -50 | -50 | -50 | -50 | -50
| Unit 362 | Wind | 0.195 | 5759.5859 | 0 | -50 | -50 | -50 | -50 | -50 | -50 | -50 | -50
| Unit 363 | Wind | 0.195 | 5759.7809 | 0 | -50 | -50 | -50 | -50 | -50 | -50 | -50 | -50
| Unit 364 | Wind | 0.195 | 5759.9759 | 0 | -50 | -50 | -50 | -50 | -50 | -50 | -50 | -50
| Unit 365 | Wind | 0.195 | 5760.1709 | 0 | -50 | -50 | -50 | -50 | -50 | -50 | -50 | -50
| Unit 366 | Wind | 0.195 | 5760.3659 | 0 | -50 | -50 | -50 | -50 | -50 | -50 | -50 | -50
| Unit 367 | Wind | 0.195 | 5760.5609 | 0 | -50 | -50 | -50 | -50 | -50 | -50 | -50 | -50
| Unit 368 | Wind | 0.195 | 5760.7559 | 0 | -50 | -50 | -50 | -50 | -50 | -50 | -50 | -50
| Unit 369 | Wind | 0.195 | 5760.9509 | 0 | -50 | -50 | -50 | -50 | -50 | -50 | -50 | -50
| Unit 370 | Wind | 0.195 | 5761.1459 | 0 | -50 | -50 | -50 | -50 | -50 | -50 | -50 | -50
| Unit 371 | Wind | 0.195 | 5761.3409 | 0 | -50 | -50 | -50 | -50 | -50 | -50 | -50 | -50
| Unit 372 | Wind | 3.12 | 5764.4609 | 0 | -50 | -50 | -50 | -50 | -50 | -50 | -50 | -50
| Unit 373 | Wind | 1.5912 | 5766.0521 | 0 | -50 | -50 | -50 | -50 | -50 | -50 | -50 | -50
| Unit 374 | Nuclear | 584.95 | 6351.0021 | -50 | -50 | -50 | 10.187 | -50 | -50 | -50 | -50 | -50
| Unit 375 | Nuclear | 841.99 | 7192.9921 | -50 | -50 | -50 | 10.8152 | -50 | -50 | -50 | -50 | -50
| Unit 376 | Nuclear | 997 | 8189.9921 | -50 | -50 | -50 | 10.8152 | -50 | -50 | -50 | -50 | -50
| Unit 377 | Nuclear | 1436.22 | 9626.2121 | -50 | -50 | -50 | 10.9469 | -50 | -50 | -50 | -50 | -50
| Unit 378 | Nuclear | 1043 | 10669.2121 | -50 | -50 | -50 | 12.091 | -50 | -50 | -50 | -50 | -50
| Unit 379 | Nuclear | 1176 | 11845.2121 | -50 | -50 | -50 | 12.4713 | -50 | -50 | -50 | -50 | -50
| Unit 380 | Nuclear | 596.16 | 12441.3721 | -50 | -50 | -50 | 12.4994 | -50 | -50 | -50 | -50 | -50
| Unit 381 | Nuclear | 1190.03 | 13631.4021 | -50 | -50 | -50 | 12.5674 | -50 | -50 | -50 | -50 | -50
| Unit 382 | Nuclear | 598.2 | 14229.6021 | -50 | -50 | -50 | 12.6006 | -50 | -50 | -50 | -50 | -50
| Unit 383 | Nuclear | 978 | 15207.6021 | -50 | -50 | -50 | 12.7174 | -50 | -50 | -50 | -50 | -50
| Unit 384 | Nuclear | 1110.98 | 16318.5821 | -50 | -50 | -50 | 13.4165 | -50 | -50 | -50 | -50 | -50
| Unit 385 | Nuclear | 521.98 | 16840.5621 | -50 | -50 | -50 | 14.0548 | -50 | -50 | -50 | -50 | -50
| Unit 386 | Nuclear | 546 | 17386.5621 | -50 | -50 | -50 | 14.0548 | -50 | -50 | -50 | -50 | -50
| Unit 387 | ST Coal | 800 | 18186.5621 | -50 | -50 | -50 | -50 | 14.9904 | -50 | -50 | -50 | -50
| Unit 388 | Nuclear | 685 | 18871.5621 | -50 | -50 | -50 | 15.4473 | -50 | -50 | -50 | -50 | -50
| Unit 389 | ST Coal | 56.01 | 18927.5721 | -50 | -50 | -50 | -50 | 16.707 | -50 | -50 | -50 | -50
| Unit 390 | ST Coal | 661.71 | 19589.2821 | -50 | -50 | -50 | -50 | 17.4451 | -50 | -50 | -50 | -50
| Unit 391 | ST Coal | 163.03 | 19752.3121 | -50 | -50 | -50 | -50 | 17.5807 | -50 | -50 | -50 | -50
| Unit 392 | ST Coal | 221.53 | 19973.8421 | -50 | -50 | -50 | -50 | 17.6717 | -50 | -50 | -50 | -50
| Unit 393 | ST Coal | 52.3 | 20026.1421 | -50 | -50 | -50 | -50 | 17.8012 | -50 | -50 | -50 | -50
| Unit 394 | ST Coal | 767.2 | 20793.3421 | -50 | -50 | -50 | -50 | 18.077 | -50 | -50 | -50 | -50
| Unit 395 | ST Coal | 629.98 | 21423.3221 | -50 | -50 | -50 | -50 | 18.0844 | -50 | -50 | -50 | -50
| Unit 396 | ST Coal | 213.86 | 21637.1821 | -50 | -50 | -50 | -50 | 18.1135 | -50 | -50 | -50 | -50
| Unit 397 | ST Coal | 621.98 | 22259.1621 | -50 | -50 | -50 | -50 | 18.2907 | -50 | -50 | -50 | -50
| Unit 398 | ST Coal | 21.1 | 22280.2621 | -50 | -50 | -50 | -50 | 18.8911 | -50 | -50 | -50 | -50
| Unit 399 | ST Coal | 25.41 | 22305.6721 | -50 | -50 | -50 | -50 | 18.9213 | -50 | -50 | -50 | -50
| Unit 400 | ST Coal | 495 | 22800.6721 | -50 | -50 | -50 | -50 | 19.0925 | -50 | -50 | -50 | -50
| Unit 401 | ST Coal | 493.88 | 23294.5521 | -50 | -50 | -50 | -50 | 19.4846 | -50 | -50 | -50 | -50
| Unit 402 | ST Coal | 148.6 | 23443.1521 | -50 | -50 | -50 | -50 | 19.4947 | -50 | -50 | -50 | -50
| Unit 403 | ST Coal | 153.99 | 23597.1421 | -50 | -50 | -50 | -50 | 19.5719 | -50 | -50 | -50 | -50
| Unit 404 | CC | 253.18 | 23850.3221 | -50 | -50 | -50 | -50 | -50 | 19.7004 | -50 | -50 | -50
| Unit 405 | ST Coal | 137.01 | 23987.3321 | -50 | -50 | -50 | -50 | 19.7881 | -50 | -50 | -50 | -50
| Unit 406 | ST Coal | 629.98 | 24617.3121 | -50 | -50 | -50 | -50 | 19.8037 | -50 | -50 | -50 | -50
| Unit 407 | CC | 240.73 | 24858.0421 | -50 | -50 | -50 | -50 | -50 | 19.8345 | -50 | -50 | -50
| Unit 408 | CC | 299.16 | 25157.2021 | -50 | -50 | -50 | -50 | -50 | 19.8666 | -50 | -50 | -50
| Unit 409 | CC | 240.73 | 25397.9321 | -50 | -50 | -50 | -50 | -50 | 19.8706 | -50 | -50 | -50
| Unit 410 | ST Coal | 629.98 | 26027.9121 | -50 | -50 | -50 | -50 | 19.8795 | -50 | -50 | -50 | -50
| Unit 411 | ST Coal | 22.06 | 26049.9721 | -50 | -50 | -50 | -50 | 19.8929 | -50 | -50 | -50 | -50
| Unit 412 | ST Coal | 500 | 26549.9721 | -50 | -50 | -50 | -50 | 19.9185 | -50 | -50 | -50 | -50
| Unit 413 | ST Coal | 222.49 | 26772.4621 | -50 | -50 | -50 | -50 | 19.9584 | -50 | -50 | -50 | -50
| Unit 414 | ST Coal | 22.06 | 26794.5221 | -50 | -50 | -50 | -50 | 20.0215 | -50 | -50 | -50 | -50
| Unit 415 | CC | 274.99 | 27069.5121 | -50 | -50 | -50 | -50 | -50 | 20.0232 | -50 | -50 | -50
| Unit 416 | ST Coal | 517.86 | 27587.3721 | -50 | -50 | -50 | -50 | 20.0515 | -50 | -50 | -50 | -50
| Unit 417 | ST Coal | 191.8 | 27779.1721 | -50 | -50 | -50 | -50 | 20.09 | -50 | -50 | -50 | -50
| Unit 418 | ST Coal | 417.16 | 28196.3321 | -50 | -50 | -50 | -50 | 20.1605 | -50 | -50 | -50 | -50
| Unit 419 | CC | 671 | 28867.3321 | -50 | -50 | -50 | -50 | -50 | 20.1837 | -50 | -50 | -50
| Unit 420 | CC | 299.16 | 29166.4921 | -50 | -50 | -50 | -50 | -50 | 20.1897 | -50 | -50 | -50
| Unit 421 | ST Coal | 617.59 | 29784.0821 | -50 | -50 | -50 | -50 | 20.1945 | -50 | -50 | -50 | -50
| Unit 422 | CC | 274.99 | 30059.0721 | -50 | -50 | -50 | -50 | -50 | 20.2273 | -50 | -50 | -50
| Unit 423 | ST Coal | 619 | 30678.0721 | -50 | -50 | -50 | -50 | 20.2696 | -50 | -50 | -50 | -50
| Unit 424 | CC | 268 | 30946.0721 | -50 | -50 | -50 | -50 | -50 | 20.3288 | -50 | -50 | -50
| Unit 425 | CC | 273.99 | 31220.0621 | -50 | -50 | -50 | -50 | -50 | 20.4183 | -50 | -50 | -50
| Unit 426 | CC | 492.2 | 31712.2621 | -50 | -50 | -50 | -50 | -50 | 20.4943 | -50 | -50 | -50
| Unit 427 | ST Coal | 514.98 | 32227.2421 | -50 | -50 | -50 | -50 | 20.5487 | -50 | -50 | -50 | -50
| Unit 428 | CC | 227.5 | 32454.7421 | -50 | -50 | -50 | -50 | -50 | 20.8241 | -50 | -50 | -50
| Unit 429 | CC | 273.99 | 32728.7321 | -50 | -50 | -50 | -50 | -50 | 20.8419 | -50 | -50 | -50
| Unit 430 | ST Coal | 153.44 | 32882.1721 | -50 | -50 | -50 | -50 | 20.8782 | -50 | -50 | -50 | -50
| Unit 431 | CC | 260.34 | 33142.5121 | -50 | -50 | -50 | -50 | -50 | 20.9863 | -50 | -50 | -50
| Unit 432 | CC | 260.34 | 33402.8521 | -50 | -50 | -50 | -50 | -50 | 20.9951 | -50 | -50 | -50
| Unit 433 | CC | 65.79 | 33468.6421 | -50 | -50 | -50 | -50 | -50 | 21.032 | -50 | -50 | -50
| Unit 434 | CC | 240.73 | 33709.3721 | -50 | -50 | -50 | -50 | -50 | 21.0455 | -50 | -50 | -50
| Unit 435 | CC | 240.73 | 33950.1021 | -50 | -50 | -50 | -50 | -50 | 21.2504 | -50 | -50 | -50
| Unit 436 | CC | 252.72 | 34202.8221 | -50 | -50 | -50 | -50 | -50 | 21.3021 | -50 | -50 | -50
| Unit 437 | CC | 252.72 | 34455.5421 | -50 | -50 | -50 | -50 | -50 | 21.319 | -50 | -50 | -50
| Unit 438 | ST Coal | 506.12 | 34961.6621 | -50 | -50 | -50 | -50 | 21.3244 | -50 | -50 | -50 | -50
| Unit 439 | ST Coal | 586.02 | 35547.6821 | -50 | -50 | -50 | -50 | 21.3351 | -50 | -50 | -50 | -50
| Unit 440 | ST Coal | 86.31 | 35633.9921 | -50 | -50 | -50 | -50 | 21.3474 | -50 | -50 | -50 | -50
| Unit 441 | CC | 285.99 | 35919.9821 | -50 | -50 | -50 | -50 | -50 | 21.3804 | -50 | -50 | -50
| Unit 442 | CC | 244.76 | 36164.7421 | -50 | -50 | -50 | -50 | -50 | 21.3817 | -50 | -50 | -50
| Unit 443 | ST Coal | 258.93 | 36423.6721 | -50 | -50 | -50 | -50 | 21.3837 | -50 | -50 | -50 | -50
| Unit 444 | ST Coal | 479 | 36902.6721 | -50 | -50 | -50 | -50 | 21.4079 | -50 | -50 | -50 | -50
| Unit 445 | CC | 252.97 | 37155.6421 | -50 | -50 | -50 | -50 | -50 | 21.4131 | -50 | -50 | -50
| Unit 446 | CC | 252.97 | 37408.6121 | -50 | -50 | -50 | -50 | -50 | 21.419 | -50 | -50 | -50
| Unit 447 | CC | 227.5 | 37636.1121 | -50 | -50 | -50 | -50 | -50 | 21.4439 | -50 | -50 | -50
| Unit 448 | CC | 252.97 | 37889.0821 | -50 | -50 | -50 | -50 | -50 | 21.4732 | -50 | -50 | -50
| Unit 449 | ST Coal | 575.4 | 38464.4821 | -50 | -50 | -50 | -50 | 21.5548 | -50 | -50 | -50 | -50
| Unit 450 | CC | 320.74 | 38785.2221 | -50 | -50 | -50 | -50 | -50 | 21.5902 | -50 | -50 | -50
| Unit 451 | ST Coal | 714.45 | 39499.6721 | -50 | -50 | -50 | -50 | 21.6021 | -50 | -50 | -50 | -50
| Unit 452 | ST Coal | 681.27 | 40180.9421 | -50 | -50 | -50 | -50 | 21.7319 | -50 | -50 | -50 | -50
| Unit 453 | ST Coal | 522.65 | 40703.5921 | -50 | -50 | -50 | -50 | 21.7541 | -50 | -50 | -50 | -50
| Unit 454 | ST Coal | 476 | 41179.5921 | -50 | -50 | -50 | -50 | 21.7562 | -50 | -50 | -50 | -50
| Unit 455 | ST Coal | 494.99 | 41674.5821 | -50 | -50 | -50 | -50 | 21.833 | -50 | -50 | -50 | -50
| Unit 456 | ST Coal | 311.99 | 41986.5721 | -50 | -50 | -50 | -50 | 21.8407 | -50 | -50 | -50 | -50
| Unit 457 | CC | 662 | 42648.5721 | -50 | -50 | -50 | -50 | -50 | 21.8517 | -50 | -50 | -50
| Unit 458 | CC | 64.41 | 42712.9821 | -50 | -50 | -50 | -50 | -50 | 21.8793 | -50 | -50 | -50
| Unit 459 | CC | 265 | 42977.9821 | -50 | -50 | -50 | -50 | -50 | 21.8869 | -50 | -50 | -50
| Unit 460 | CC | 225 | 43202.9821 | -50 | -50 | -50 | -50 | -50 | 21.9278 | -50 | -50 | -50
| Unit 461 | ST Coal | 80.56 | 43283.5421 | -50 | -50 | -50 | -50 | 21.9305 | -50 | -50 | -50 | -50
| Unit 462 | CC | 225 | 43508.5421 | -50 | -50 | -50 | -50 | -50 | 21.983 | -50 | -50 | -50
| Unit 463 | ST Coal | 497.98 | 44006.5221 | -50 | -50 | -50 | -50 | 21.9922 | -50 | -50 | -50 | -50
| Unit 464 | ST Coal | 455.52 | 44462.0421 | -50 | -50 | -50 | -50 | 22.0462 | -50 | -50 | -50 | -50
| Unit 465 | CC | 252.72 | 44714.7621 | -50 | -50 | -50 | -50 | -50 | 22.1827 | -50 | -50 | -50
| Unit 466 | CC | 45.1 | 44759.8621 | -50 | -50 | -50 | -50 | -50 | 22.2166 | -50 | -50 | -50
| Unit 467 | ST Coal | 73.84 | 44833.7021 | -50 | -50 | -50 | -50 | 22.3063 | -50 | -50 | -50 | -50
| Unit 468 | ST Coal | 605 | 45438.7021 | -50 | -50 | -50 | -50 | 22.3068 | -50 | -50 | -50 | -50
| Unit 469 | ST Coal | 234.95 | 45673.6521 | -50 | -50 | -50 | -50 | 22.3363 | -50 | -50 | -50 | -50
| Unit 470 | CC | 320.74 | 45994.3921 | -50 | -50 | -50 | -50 | -50 | 22.3573 | -50 | -50 | -50
| Unit 471 | ST Coal | 575.4 | 46569.7921 | -50 | -50 | -50 | -50 | 22.4569 | -50 | -50 | -50 | -50
| Unit 472 | ST Coal | 580.98 | 47150.7721 | -50 | -50 | -50 | -50 | 22.4606 | -50 | -50 | -50 | -50
| Unit 473 | CC | 325.79 | 47476.5621 | -50 | -50 | -50 | -50 | -50 | 22.5492 | -50 | -50 | -50
| Unit 474 | CC | 64 | 47540.5621 | -50 | -50 | -50 | -50 | -50 | 22.577 | -50 | -50 | -50
| Unit 475 | ST Coal | 586.02 | 48126.5821 | -50 | -50 | -50 | -50 | 22.5968 | -50 | -50 | -50 | -50
| Unit 476 | ST Coal | 405.75 | 48532.3321 | -50 | -50 | -50 | -50 | 22.6193 | -50 | -50 | -50 | -50
| Unit 477 | CC | 95.3 | 48627.6321 | -50 | -50 | -50 | -50 | -50 | 22.6595 | -50 | -50 | -50
| Unit 478 | ST Coal | 701.99 | 49329.6221 | -50 | -50 | -50 | -50 | 22.6666 | -50 | -50 | -50 | -50
| Unit 479 | ST Coal | 38.36 | 49367.9821 | -50 | -50 | -50 | -50 | 22.6893 | -50 | -50 | -50 | -50
| Unit 480 | CC | 192 | 49559.9821 | -50 | -50 | -50 | -50 | -50 | 22.7019 | -50 | -50 | -50
| Unit 481 | ST Coal | 260.99 | 49820.9721 | -50 | -50 | -50 | -50 | 22.7099 | -50 | -50 | -50 | -50
| Unit 482 | CC | 247.99 | 50068.9621 | -50 | -50 | -50 | -50 | -50 | 22.8195 | -50 | -50 | -50
| Unit 483 | CT Gas | 179.58 | 50248.5421 | -50 | -50 | -50 | -50 | -50 | -50 | -50 | 22.8439 | -50
| Unit 484 | ST Coal | 603.01 | 50851.5521 | -50 | -50 | -50 | -50 | 22.8636 | -50 | -50 | -50 | -50
| Unit 485 | ST Coal | 19.18 | 50870.7321 | -50 | -50 | -50 | -50 | 22.9923 | -50 | -50 | -50 | -50
| Unit 486 | ST Coal | 840.03 | 51710.7621 | -50 | -50 | -50 | -50 | 23.0209 | -50 | -50 | -50 | -50
| Unit 487 | ST Coal | 355 | 52065.7621 | -50 | -50 | -50 | -50 | 23.0256 | -50 | -50 | -50 | -50
| Unit 488 | ST Coal | 234.95 | 52300.7121 | -50 | -50 | -50 | -50 | 23.0723 | -50 | -50 | -50 | -50
| Unit 489 | ST Coal | 160.15 | 52460.8621 | -50 | -50 | -50 | -50 | 23.1509 | -50 | -50 | -50 | -50
| Unit 490 | ST Coal | 781.58 | 53242.4421 | -50 | -50 | -50 | -50 | 23.1728 | -50 | -50 | -50 | -50
| Unit 491 | CC | 325.79 | 53568.2321 | -50 | -50 | -50 | -50 | -50 | 23.2502 | -50 | -50 | -50
| Unit 492 | ST Coal | 333.11 | 53901.3421 | -50 | -50 | -50 | -50 | 23.2689 | -50 | -50 | -50 | -50
| Unit 493 | ST Coal | 498.68 | 54400.0221 | -50 | -50 | -50 | -50 | 23.2995 | -50 | -50 | -50 | -50
| Unit 494 | CC | 240.96 | 54640.9821 | -50 | -50 | -50 | -50 | -50 | 23.301 | -50 | -50 | -50
| Unit 495 | ST Coal | 16.5 | 54657.4821 | -50 | -50 | -50 | -50 | 23.3074 | -50 | -50 | -50 | -50
| Unit 496 | ST Coal | 191.89 | 54849.3721 | -50 | -50 | -50 | -50 | 23.3614 | -50 | -50 | -50 | -50
| Unit 497 | ST Coal | 249.34 | 55098.7121 | -50 | -50 | -50 | -50 | 23.3925 | -50 | -50 | -50 | -50
| Unit 498 | CC | 244.76 | 55343.4721 | -50 | -50 | -50 | -50 | -50 | 23.4023 | -50 | -50 | -50
| Unit 499 | ST Coal | 285.78 | 55629.2521 | -50 | -50 | -50 | -50 | 23.4441 | -50 | -50 | -50 | -50
| Unit 500 | ST Coal | 603.99 | 56233.2421 | -50 | -50 | -50 | -50 | 23.4559 | -50 | -50 | -50 | -50
| Unit 501 | ST Coal | 38.36 | 56271.6021 | -50 | -50 | -50 | -50 | 23.5077 | -50 | -50 | -50 | -50
| Unit 502 | CC | 572.21 | 56843.8121 | -50 | -50 | -50 | -50 | -50 | 23.5184 | -50 | -50 | -50
| Unit 503 | ST Coal | 62.33 | 56906.1421 | -50 | -50 | -50 | -50 | 23.5285 | -50 | -50 | -50 | -50
| Unit 504 | CC | 282.85 | 57188.9921 | -50 | -50 | -50 | -50 | -50 | 23.593 | -50 | -50 | -50
| Unit 505 | ST Coal | 18.7 | 57207.6921 | -50 | -50 | -50 | -50 | 23.6084 | -50 | -50 | -50 | -50
| Unit 506 | ST Coal | 593.99 | 57801.6821 | -50 | -50 | -50 | -50 | 23.6266 | -50 | -50 | -50 | -50
| Unit 507 | ST Coal | 252.22 | 58053.9021 | -50 | -50 | -50 | -50 | 23.6791 | -50 | -50 | -50 | -50
| Unit 508 | ST Coal | 537.04 | 58590.9421 | -50 | -50 | -50 | -50 | 23.711 | -50 | -50 | -50 | -50
| Unit 509 | ST Coal | 38.36 | 58629.3021 | -50 | -50 | -50 | -50 | 23.7233 | -50 | -50 | -50 | -50
| Unit 510 | ST Coal | 36.4 | 58665.7021 | -50 | -50 | -50 | -50 | 23.7606 | -50 | -50 | -50 | -50
| Unit 511 | CC | 100 | 58765.7021 | -50 | -50 | -50 | -50 | -50 | 23.8375 | -50 | -50 | -50
| Unit 512 | ST Coal | 190.84 | 58956.5421 | -50 | -50 | -50 | -50 | 23.9233 | -50 | -50 | -50 | -50
| Unit 513 | ST Coal | 261 | 59217.5421 | -50 | -50 | -50 | -50 | 23.9297 | -50 | -50 | -50 | -50
| Unit 514 | ST Coal | 336.16 | 59553.7021 | -50 | -50 | -50 | -50 | 23.9475 | -50 | -50 | -50 | -50
| Unit 515 | CC | 252.51 | 59806.2121 | -50 | -50 | -50 | -50 | -50 | 23.9727 | -50 | -50 | -50
| Unit 516 | CC | 11.65 | 59817.8621 | -50 | -50 | -50 | -50 | -50 | 23.9964 | -50 | -50 | -50
| Unit 517 | CC | 11.65 | 59829.5121 | -50 | -50 | -50 | -50 | -50 | 23.9965 | -50 | -50 | -50
| Unit 518 | ST Coal | 824.98 | 60654.4921 | -50 | -50 | -50 | -50 | 24.0398 | -50 | -50 | -50 | -50
| Unit 519 | CC | 252.51 | 60907.0021 | -50 | -50 | -50 | -50 | -50 | 24.0438 | -50 | -50 | -50
| Unit 520 | CT Gas | 50.1 | 60957.1021 | -50 | -50 | -50 | -50 | -50 | -50 | -50 | 24.0677 | -50
| Unit 521 | CC | 11.65 | 60968.7521 | -50 | -50 | -50 | -50 | -50 | 24.0993 | -50 | -50 | -50
| Unit 522 | CC | 89.7 | 61058.4521 | -50 | -50 | -50 | -50 | -50 | 24.1205 | -50 | -50 | -50
| Unit 523 | CC | 252.51 | 61310.9621 | -50 | -50 | -50 | -50 | -50 | 24.1235 | -50 | -50 | -50
| Unit 524 | CC | 104.11 | 61415.0721 | -50 | -50 | -50 | -50 | -50 | 24.1318 | -50 | -50 | -50
| Unit 525 | ST Coal | 637.73 | 62052.8021 | -50 | -50 | -50 | -50 | 24.1387 | -50 | -50 | -50 | -50
| Unit 526 | CC | 269.01 | 62321.8121 | -50 | -50 | -50 | -50 | -50 | 24.166 | -50 | -50 | -50
| Unit 527 | CC | 252.51 | 62574.3221 | -50 | -50 | -50 | -50 | -50 | 24.1802 | -50 | -50 | -50
| Unit 528 | CC | 149.4 | 62723.7221 | -50 | -50 | -50 | -50 | -50 | 24.1833 | -50 | -50 | -50
| Unit 529 | ST Coal | 320.41 | 63044.1321 | -50 | -50 | -50 | -50 | 24.2676 | -50 | -50 | -50 | -50
| Unit 530 | ST Coal | 263.99 | 63308.1221 | -50 | -50 | -50 | -50 | 24.2681 | -50 | -50 | -50 | -50
| Unit 531 | ST Coal | 603 | 63911.1221 | -50 | -50 | -50 | -50 | 24.334 | -50 | -50 | -50 | -50
| Unit 532 | ST Coal | 767.2 | 64678.3221 | -50 | -50 | -50 | -50 | 24.3473 | -50 | -50 | -50 | -50
| Unit 533 | ST Coal | 351.31 | 65029.6321 | -50 | -50 | -50 | -50 | 24.3571 | -50 | -50 | -50 | -50
| Unit 534 | ST Coal | 413.6 | 65443.2321 | -50 | -50 | -50 | -50 | 24.3665 | -50 | -50 | -50 | -50
| Unit 535 | CC | 20 | 65463.2321 | -50 | -50 | -50 | -50 | -50 | 24.4024 | -50 | -50 | -50
| Unit 536 | CC | 64.38 | 65527.6121 | -50 | -50 | -50 | -50 | -50 | 24.4384 | -50 | -50 | -50
| Unit 537 | CC | 64.38 | 65591.9921 | -50 | -50 | -50 | -50 | -50 | 24.4384 | -50 | -50 | -50
| Unit 538 | CC | 64.38 | 65656.3721 | -50 | -50 | -50 | -50 | -50 | 24.4611 | -50 | -50 | -50
| Unit 539 | CC | 64.38 | 65720.7521 | -50 | -50 | -50 | -50 | -50 | 24.4611 | -50 | -50 | -50
| Unit 540 | ST Coal | 60.3 | 65781.0521 | -50 | -50 | -50 | -50 | 24.473 | -50 | -50 | -50 | -50
| Unit 541 | CC | 64.38 | 65845.4321 | -50 | -50 | -50 | -50 | -50 | 24.5263 | -50 | -50 | -50
| Unit 542 | ST Coal | 66.17 | 65911.6021 | -50 | -50 | -50 | -50 | 24.6275 | -50 | -50 | -50 | -50
| Unit 543 | ST Coal | 495.8 | 66407.4021 | -50 | -50 | -50 | -50 | 24.6681 | -50 | -50 | -50 | -50
| Unit 544 | ST Coal | 249.34 | 66656.7421 | -50 | -50 | -50 | -50 | 24.6731 | -50 | -50 | -50 | -50
| Unit 545 | ST Coal | 160.15 | 66816.8921 | -50 | -50 | -50 | -50 | 24.7004 | -50 | -50 | -50 | -50
| Unit 546 | ST Coal | 912 | 67728.8921 | -50 | -50 | -50 | -50 | 24.7136 | -50 | -50 | -50 | -50
| Unit 547 | CT Gas | 42 | 67770.8921 | -50 | -50 | -50 | -50 | -50 | -50 | -50 | 24.7212 | -50
| Unit 548 | ST Coal | 341.98 | 68112.8721 | -50 | -50 | -50 | -50 | 24.7401 | -50 | -50 | -50 | -50
| Unit 549 | CC | 278.43 | 68391.3021 | -50 | -50 | -50 | -50 | -50 | 24.7614 | -50 | -50 | -50
| Unit 550 | ST Coal | 392.51 | 68783.8121 | -50 | -50 | -50 | -50 | 24.8256 | -50 | -50 | -50 | -50
| Unit 551 | ST Coal | 306.88 | 69090.6921 | -50 | -50 | -50 | -50 | 24.8506 | -50 | -50 | -50 | -50
| Unit 552 | CC | 271.99 | 69362.6821 | -50 | -50 | -50 | -50 | -50 | 24.8569 | -50 | -50 | -50
| Unit 553 | CC | 271.99 | 69634.6721 | -50 | -50 | -50 | -50 | -50 | 24.905 | -50 | -50 | -50
| Unit 554 | CT Gas | 216 | 69850.6721 | -50 | -50 | -50 | -50 | -50 | -50 | -50 | 24.9136 | -50
| Unit 555 | CT Gas | 216 | 70066.6721 | -50 | -50 | -50 | -50 | -50 | -50 | -50 | 24.9136 | -50
| Unit 556 | CC | 282.21 | 70348.8821 | -50 | -50 | -50 | -50 | -50 | 24.9809 | -50 | -50 | -50
| Unit 557 | CC | 269.01 | 70617.8921 | -50 | -50 | -50 | -50 | -50 | 24.9946 | -50 | -50 | -50
| Unit 558 | ST Coal | 564 | 71181.8921 | -50 | -50 | -50 | -50 | 25.0391 | -50 | -50 | -50 | -50
| Unit 559 | CC | 236.5 | 71418.3921 | -50 | -50 | -50 | -50 | -50 | 25.0879 | -50 | -50 | -50
| Unit 560 | ST Coal | 160.15 | 71578.5421 | -50 | -50 | -50 | -50 | 25.1163 | -50 | -50 | -50 | -50
| Unit 561 | ST Coal | 335 | 71913.5421 | -50 | -50 | -50 | -50 | 25.1722 | -50 | -50 | -50 | -50
| Unit 562 | CC | 236.5 | 72150.0421 | -50 | -50 | -50 | -50 | -50 | 25.2083 | -50 | -50 | -50
| Unit 563 | ST Coal | 66.17 | 72216.2121 | -50 | -50 | -50 | -50 | 25.2448 | -50 | -50 | -50 | -50
| Unit 564 | ST Coal | 513.06 | 72729.2721 | -50 | -50 | -50 | -50 | 25.251 | -50 | -50 | -50 | -50
| Unit 565 | ST Coal | 801.72 | 73530.9921 | -50 | -50 | -50 | -50 | 25.2646 | -50 | -50 | -50 | -50
| Unit 566 | ST Coal | 554 | 74084.9921 | -50 | -50 | -50 | -50 | 25.279 | -50 | -50 | -50 | -50
| Unit 567 | ST Coal | 807.48 | 74892.4721 | -50 | -50 | -50 | -50 | 25.2844 | -50 | -50 | -50 | -50
| Unit 568 | ST Coal | 160.15 | 75052.6221 | -50 | -50 | -50 | -50 | 25.2929 | -50 | -50 | -50 | -50
| Unit 569 | ST Coal | 12.75 | 75065.3721 | -50 | -50 | -50 | -50 | 25.4019 | -50 | -50 | -50 | -50
| Unit 570 | CC | 282.85 | 75348.2221 | -50 | -50 | -50 | -50 | -50 | 25.4404 | -50 | -50 | -50
| Unit 571 | CC | 252.51 | 75600.7321 | -50 | -50 | -50 | -50 | -50 | 25.4761 | -50 | -50 | -50
| Unit 572 | CC | 271.99 | 75872.7221 | -50 | -50 | -50 | -50 | -50 | 25.5265 | -50 | -50 | -50
| Unit 573 | CT Gas | 150.1 | 76022.8221 | -50 | -50 | -50 | -50 | -50 | -50 | -50 | 25.5662 | -50
| Unit 574 | CC | 273.37 | 76296.1921 | -50 | -50 | -50 | -50 | -50 | 25.58 | -50 | -50 | -50
| Unit 575 | CT Gas | 149.99 | 76446.1821 | -50 | -50 | -50 | -50 | -50 | -50 | -50 | 25.6526 | -50
| Unit 576 | CC | 252.51 | 76698.6921 | -50 | -50 | -50 | -50 | -50 | 25.6549 | -50 | -50 | -50
| Unit 577 | Other | 7.05 | 76705.7421 | -50 | -50 | -50 | -50 | -50 | -50 | -50 | -50 | 25.6953
| Unit 578 | ST Coal | 93.65 | 76799.3921 | -50 | -50 | -50 | -50 | 25.7509 | -50 | -50 | -50 | -50
| Unit 579 | ST Coal | 160.15 | 76959.5421 | -50 | -50 | -50 | -50 | 25.8063 | -50 | -50 | -50 | -50
| Unit 580 | CC | 198.24 | 77157.7821 | -50 | -50 | -50 | -50 | -50 | 25.9615 | -50 | -50 | -50
| Unit 581 | ST Coal | 94.94 | 77252.7221 | -50 | -50 | -50 | -50 | 25.9622 | -50 | -50 | -50 | -50
| Unit 582 | ST / IC Gas | 754.34 | 78007.0621 | -50 | -50 | -50 | -50 | -50 | -50 | 25.984 | -50 | -50
| Unit 583 | CT Gas | 149.99 | 78157.0521 | -50 | -50 | -50 | -50 | -50 | -50 | -50 | 25.9936 | -50
| Unit 584 | CC | 259.01 | 78416.0621 | -50 | -50 | -50 | -50 | -50 | 26.0844 | -50 | -50 | -50
| Unit 585 | ST Coal | 12.08 | 78428.1421 | -50 | -50 | -50 | -50 | 26.0963 | -50 | -50 | -50 | -50
| Unit 586 | ST Coal | 82.47 | 78510.6121 | -50 | -50 | -50 | -50 | 26.1074 | -50 | -50 | -50 | -50
| Unit 587 | ST Coal | 10.17 | 78520.7821 | -50 | -50 | -50 | -50 | 26.2152 | -50 | -50 | -50 | -50
| Unit 588 | CC | 252.51 | 78773.2921 | -50 | -50 | -50 | -50 | -50 | 26.2627 | -50 | -50 | -50
| Unit 589 | CC | 252.51 | 79025.8021 | -50 | -50 | -50 | -50 | -50 | 26.2855 | -50 | -50 | -50
| Unit 590 | ST Coal | 160.15 | 79185.9521 | -50 | -50 | -50 | -50 | 26.3097 | -50 | -50 | -50 | -50
| Unit 591 | Other | 5.58 | 79191.5321 | -50 | -50 | -50 | -50 | -50 | -50 | -50 | -50 | 26.3329
| Unit 592 | CC | 248.87 | 79440.4021 | -50 | -50 | -50 | -50 | -50 | 26.3394 | -50 | -50 | -50
| Unit 593 | ST Coal | 1.56 | 79441.9621 | -50 | -50 | -50 | -50 | 26.469 | -50 | -50 | -50 | -50
| Unit 594 | ST Coal | 719.89 | 80161.8521 | -50 | -50 | -50 | -50 | 26.5163 | -50 | -50 | -50 | -50
| Unit 595 | Other | 1.7487 | 80163.6008 | -50 | -50 | -50 | -50 | -50 | -50 | -50 | -50 | 26.5356
| Unit 596 | Other | 5.58 | 80169.1808 | -50 | -50 | -50 | -50 | -50 | -50 | -50 | -50 | 26.5903
| Unit 597 | CC | 29.4 | 80198.5808 | -50 | -50 | -50 | -50 | -50 | 26.6014 | -50 | -50 | -50
| Unit 598 | ST Coal | 346.2 | 80544.7808 | -50 | -50 | -50 | -50 | 26.6191 | -50 | -50 | -50 | -50
| Unit 599 | CT Gas | 151.4 | 80696.1808 | -50 | -50 | -50 | -50 | -50 | -50 | -50 | 26.6261 | -50
| Unit 600 | Other | 5.58 | 80701.7608 | -50 | -50 | -50 | -50 | -50 | -50 | -50 | -50 | 26.6406
| Unit 601 | ST Coal | 438 | 81139.7608 | -50 | -50 | -50 | -50 | 26.673 | -50 | -50 | -50 | -50
| Unit 602 | ST Coal | 726.55 | 81866.3108 | -50 | -50 | -50 | -50 | 26.6891 | -50 | -50 | -50 | -50
| Unit 603 | CC | 198.24 | 82064.5508 | -50 | -50 | -50 | -50 | -50 | 26.6939 | -50 | -50 | -50
| Unit 604 | CC | 212.3 | 82276.8508 | -50 | -50 | -50 | -50 | -50 | 26.7035 | -50 | -50 | -50
| Unit 605 | CC | 198.24 | 82475.0908 | -50 | -50 | -50 | -50 | -50 | 26.721 | -50 | -50 | -50
| Unit 606 | CC | 198.24 | 82673.3308 | -50 | -50 | -50 | -50 | -50 | 26.7283 | -50 | -50 | -50
| Unit 607 | ST Coal | 595.03 | 83268.3608 | -50 | -50 | -50 | -50 | 26.746 | -50 | -50 | -50 | -50
| Unit 608 | ST Coal | 326.06 | 83594.4208 | -50 | -50 | -50 | -50 | 26.7714 | -50 | -50 | -50 | -50
| Unit 609 | CC | 212.3 | 83806.7208 | -50 | -50 | -50 | -50 | -50 | 26.8236 | -50 | -50 | -50
| Unit 610 | CT Gas | 149.99 | 83956.7108 | -50 | -50 | -50 | -50 | -50 | -50 | -50 | 26.8269 | -50
| Unit 611 | ST Coal | 604.01 | 84560.7208 | -50 | -50 | -50 | -50 | 26.838 | -50 | -50 | -50 | -50
| Unit 612 | ST Coal | 83.43 | 84644.1508 | -50 | -50 | -50 | -50 | 26.8529 | -50 | -50 | -50 | -50
| Unit 613 | ST Coal | 45.5 | 84689.6508 | -50 | -50 | -50 | -50 | 26.9163 | -50 | -50 | -50 | -50
| Unit 614 | CC | 244.12 | 84933.7708 | -50 | -50 | -50 | -50 | -50 | 27.0066 | -50 | -50 | -50
| Unit 615 | CC | 297.81 | 85231.5808 | -50 | -50 | -50 | -50 | -50 | 27.0138 | -50 | -50 | -50
| Unit 616 | CT Gas | 44 | 85275.5808 | -50 | -50 | -50 | -50 | -50 | -50 | -50 | 27.128 | -50
| Unit 617 | CT Gas | 44 | 85319.5808 | -50 | -50 | -50 | -50 | -50 | -50 | -50 | 27.2802 | -50
| Unit 618 | ST Coal | 129.9 | 85449.4808 | -50 | -50 | -50 | -50 | 27.2935 | -50 | -50 | -50 | -50
| Unit 619 | ST / IC Gas | 9.61 | 85459.0908 | -50 | -50 | -50 | -50 | -50 | -50 | 27.2954 | -50 | -50
| Unit 620 | CT Gas | 7 | 85466.0908 | -50 | -50 | -50 | -50 | -50 | -50 | -50 | 27.3088 | -50
| Unit 621 | CT Gas | 6 | 85472.0908 | -50 | -50 | -50 | -50 | -50 | -50 | -50 | 27.3091 | -50
| Unit 622 | CT Gas | 44 | 85516.0908 | -50 | -50 | -50 | -50 | -50 | -50 | -50 | 27.4089 | -50
| Unit 623 | CT Gas | 175.5 | 85691.5908 | -50 | -50 | -50 | -50 | -50 | -50 | -50 | 27.4586 | -50
| Unit 624 | CC | 22 | 85713.5908 | -50 | -50 | -50 | -50 | -50 | 27.474 | -50 | -50 | -50
| Unit 625 | ST Coal | 409.49 | 86123.0808 | -50 | -50 | -50 | -50 | 27.4743 | -50 | -50 | -50 | -50
| Unit 626 | CT Gas | 44 | 86167.0808 | -50 | -50 | -50 | -50 | -50 | -50 | -50 | 27.5474 | -50
| Unit 627 | CC | 64.38 | 86231.4608 | -50 | -50 | -50 | -50 | -50 | 27.602 | -50 | -50 | -50
| Unit 628 | ST Coal | 452.65 | 86684.1108 | -50 | -50 | -50 | -50 | 27.6187 | -50 | -50 | -50 | -50
| Unit 629 | CT Gas | 17 | 86701.1108 | -50 | -50 | -50 | -50 | -50 | -50 | -50 | 27.6689 | -50
| Unit 630 | CT Gas | 44 | 86745.1108 | -50 | -50 | -50 | -50 | -50 | -50 | -50 | 27.669 | -50
| Unit 631 | ST Coal | 244.54 | 86989.6508 | -50 | -50 | -50 | -50 | 27.691 | -50 | -50 | -50 | -50
| Unit 632 | CT Gas | 118 | 87107.6508 | -50 | -50 | -50 | -50 | -50 | -50 | -50 | 27.7096 | -50
| Unit 633 | ST Coal | 18.85 | 87126.5008 | -50 | -50 | -50 | -50 | 27.7409 | -50 | -50 | -50 | -50
| Unit 634 | ST Coal | 612 | 87738.5008 | -50 | -50 | -50 | -50 | 27.7809 | -50 | -50 | -50 | -50
| Unit 635 | CT Gas | 137.53 | 87876.0308 | -50 | -50 | -50 | -50 | -50 | -50 | -50 | 27.8296 | -50
| Unit 636 | CT Gas | 51.68 | 87927.7108 | -50 | -50 | -50 | -50 | -50 | -50 | -50 | 27.8809 | -50
| Unit 637 | CT Gas | 51.68 | 87979.3908 | -50 | -50 | -50 | -50 | -50 | -50 | -50 | 27.9223 | -50
| Unit 638 | CC | 27.29 | 88006.6808 | -50 | -50 | -50 | -50 | -50 | 27.973 | -50 | -50 | -50
| Unit 639 | CC | 27.29 | 88033.9708 | -50 | -50 | -50 | -50 | -50 | 27.9771 | -50 | -50 | -50
| Unit 640 | CC | 265.75 | 88299.7208 | -50 | -50 | -50 | -50 | -50 | 27.9862 | -50 | -50 | -50
| Unit 641 | CC | 95.3 | 88395.0208 | -50 | -50 | -50 | -50 | -50 | 28.0439 | -50 | -50 | -50
| Unit 642 | CC | 95.3 | 88490.3208 | -50 | -50 | -50 | -50 | -50 | 28.0619 | -50 | -50 | -50
| Unit 643 | CC | 265.75 | 88756.0708 | -50 | -50 | -50 | -50 | -50 | 28.1629 | -50 | -50 | -50
| Unit 644 | ST Coal | 262.1 | 89018.1708 | -50 | -50 | -50 | -50 | 28.1656 | -50 | -50 | -50 | -50
| Unit 645 | CT Gas | 8 | 89026.1708 | -50 | -50 | -50 | -50 | -50 | -50 | -50 | 28.172 | -50
| Unit 646 | CC | 89.7 | 89115.8708 | -50 | -50 | -50 | -50 | -50 | 28.2068 | -50 | -50 | -50
| Unit 647 | CT Gas | 158 | 89273.8708 | -50 | -50 | -50 | -50 | -50 | -50 | -50 | 28.2124 | -50
| Unit 648 | CC | 69.89 | 89343.7608 | -50 | -50 | -50 | -50 | -50 | 28.2703 | -50 | -50 | -50
| Unit 649 | CC | 40.11 | 89383.8708 | -50 | -50 | -50 | -50 | -50 | 28.2734 | -50 | -50 | -50
| Unit 650 | CT Gas | 7.01 | 89390.8808 | -50 | -50 | -50 | -50 | -50 | -50 | -50 | 28.3007 | -50
| Unit 651 | CT Gas | 7.01 | 89397.8908 | -50 | -50 | -50 | -50 | -50 | -50 | -50 | 28.3007 | -50
| Unit 652 | CC | 265.75 | 89663.6408 | -50 | -50 | -50 | -50 | -50 | 28.3635 | -50 | -50 | -50
| Unit 653 | ST Coal | 66.89 | 89730.5308 | -50 | -50 | -50 | -50 | 28.44 | -50 | -50 | -50 | -50
| Unit 654 | CT Gas | 137.53 | 89868.0608 | -50 | -50 | -50 | -50 | -50 | -50 | -50 | 28.4523 | -50
| Unit 655 | Other | 15 | 89883.0608 | -50 | -50 | -50 | -50 | -50 | -50 | -50 | -50 | 28.5267
| Unit 656 | ST Coal | 556.22 | 90439.2808 | -50 | -50 | -50 | -50 | 28.6073 | -50 | -50 | -50 | -50
| Unit 657 | CT Gas | 137.53 | 90576.8108 | -50 | -50 | -50 | -50 | -50 | -50 | -50 | 28.6664 | -50
| Unit 658 | CC | 299.99 | 90876.8008 | -50 | -50 | -50 | -50 | -50 | 28.7057 | -50 | -50 | -50
| Unit 659 | CC | 265.75 | 91142.5508 | -50 | -50 | -50 | -50 | -50 | 28.7526 | -50 | -50 | -50
| Unit 660 | ST / IC Gas | 98.02 | 91240.5708 | -50 | -50 | -50 | -50 | -50 | -50 | 28.7727 | -50 | -50
| Unit 661 | CT Gas | 51.68 | 91292.2508 | -50 | -50 | -50 | -50 | -50 | -50 | -50 | 28.8142 | -50
| Unit 662 | CT Gas | 44 | 91336.2508 | -50 | -50 | -50 | -50 | -50 | -50 | -50 | 28.8281 | -50
| Unit 663 | ST Coal | 80.2 | 91416.4508 | -50 | -50 | -50 | -50 | 28.9721 | -50 | -50 | -50 | -50
| Unit 664 | ST / IC Gas | 418.01 | 91834.4608 | -50 | -50 | -50 | -50 | -50 | -50 | 28.9857 | -50 | -50
| Unit 665 | CC | 160 | 91994.4608 | -50 | -50 | -50 | -50 | -50 | 29.0481 | -50 | -50 | -50
| Unit 666 | CC | 160 | 92154.4608 | -50 | -50 | -50 | -50 | -50 | 29.0913 | -50 | -50 | -50
| Unit 667 | ST Coal | 413.33 | 92567.7908 | -50 | -50 | -50 | -50 | 29.0998 | -50 | -50 | -50 | -50
| Unit 668 | CT Gas | 44 | 92611.7908 | -50 | -50 | -50 | -50 | -50 | -50 | -50 | 29.1062 | -50
| Unit 669 | CT Gas | 44 | 92655.7908 | -50 | -50 | -50 | -50 | -50 | -50 | -50 | 29.1541 | -50
| Unit 670 | CC | 22.82 | 92678.6108 | -50 | -50 | -50 | -50 | -50 | 29.1565 | -50 | -50 | -50
| Unit 671 | CC | 22.82 | 92701.4308 | -50 | -50 | -50 | -50 | -50 | 29.1565 | -50 | -50 | -50
| Unit 672 | CT Gas | 52.91 | 92754.3408 | -50 | -50 | -50 | -50 | -50 | -50 | -50 | 29.2032 | -50
| Unit 673 | CC | 237.28 | 92991.6208 | -50 | -50 | -50 | -50 | -50 | 29.2202 | -50 | -50 | -50
| Unit 674 | CT Gas | 18.6 | 93010.2208 | -50 | -50 | -50 | -50 | -50 | -50 | -50 | 29.269 | -50
| Unit 675 | CT Gas | 25 | 93035.2208 | -50 | -50 | -50 | -50 | -50 | -50 | -50 | 29.3389 | -50
| Unit 676 | CT Gas | 47.7 | 93082.9208 | -50 | -50 | -50 | -50 | -50 | -50 | -50 | 29.3593 | -50
| Unit 677 | CT Gas | 47.7 | 93130.6208 | -50 | -50 | -50 | -50 | -50 | -50 | -50 | 29.3929 | -50
| Unit 678 | Other | 9.2 | 93139.8208 | -50 | -50 | -50 | -50 | -50 | -50 | -50 | -50 | 29.4053
| Unit 679 | CT Gas | 51.68 | 93191.5008 | -50 | -50 | -50 | -50 | -50 | -50 | -50 | 29.4239 | -50
| Unit 680 | ST Coal | 74.32 | 93265.8208 | -50 | -50 | -50 | -50 | 29.4399 | -50 | -50 | -50 | -50
| Unit 681 | ST Coal | 346.2 | 93612.0208 | -50 | -50 | -50 | -50 | 29.449 | -50 | -50 | -50 | -50
| Unit 682 | Other | 6 | 93618.0208 | -50 | -50 | -50 | -50 | -50 | -50 | -50 | -50 | 29.5002
| Unit 683 | Other | 4.105 | 93622.1258 | -50 | -50 | -50 | -50 | -50 | -50 | -50 | -50 | 29.5138
| Unit 684 | Other | 5.0902 | 93627.216 | -50 | -50 | -50 | -50 | -50 | -50 | -50 | -50 | 29.5181
| Unit 685 | CC | 308.41 | 93935.626 | -50 | -50 | -50 | -50 | -50 | 29.5224 | -50 | -50 | -50
| Unit 686 | CC | 235.71 | 94171.336 | -50 | -50 | -50 | -50 | -50 | 29.5348 | -50 | -50 | -50
| Unit 687 | CT Gas | 51.68 | 94223.016 | -50 | -50 | -50 | -50 | -50 | -50 | -50 | 29.556 | -50
| Unit 688 | Other | 10.1804 | 94233.1964 | -50 | -50 | -50 | -50 | -50 | -50 | -50 | -50 | 29.5591
| Unit 689 | Other | 17.4052 | 94250.6016 | -50 | -50 | -50 | -50 | -50 | -50 | -50 | -50 | 29.5684
| Unit 690 | Other | 17.4052 | 94268.0068 | -50 | -50 | -50 | -50 | -50 | -50 | -50 | -50 | 29.5684
| Unit 691 | Other | 13.5383 | 94281.5451 | -50 | -50 | -50 | -50 | -50 | -50 | -50 | -50 | 29.5745
| Unit 692 | Other | 32.84 | 94314.3851 | -50 | -50 | -50 | -50 | -50 | -50 | -50 | -50 | 29.6311
| Unit 693 | Other | 5.5 | 94319.8851 | -50 | -50 | -50 | -50 | -50 | -50 | -50 | -50 | 29.6368
| Unit 694 | CC | 45.64 | 94365.5251 | -50 | -50 | -50 | -50 | -50 | 29.6487 | -50 | -50 | -50
| Unit 695 | CT Gas | 47.7 | 94413.2251 | -50 | -50 | -50 | -50 | -50 | -50 | -50 | 29.6763 | -50
| Unit 696 | Other | 5 | 94418.2251 | -50 | -50 | -50 | -50 | -50 | -50 | -50 | -50 | 29.6796
| Unit 697 | Other | 40.9679 | 94459.193 | -50 | -50 | -50 | -50 | -50 | -50 | -50 | -50 | 29.6845
| Unit 698 | Other | 41.05 | 94500.243 | -50 | -50 | -50 | -50 | -50 | -50 | -50 | -50 | 29.6846
| Unit 699 | Other | 10 | 94510.243 | -50 | -50 | -50 | -50 | -50 | -50 | -50 | -50 | 29.7107
| Unit 700 | CC | 308.41 | 94818.653 | -50 | -50 | -50 | -50 | -50 | 29.7149 | -50 | -50 | -50
| Unit 701 | Other | 5.5 | 94824.153 | -50 | -50 | -50 | -50 | -50 | -50 | -50 | -50 | 29.7401
| Unit 702 | ST Coal | 154.4 | 94978.553 | -50 | -50 | -50 | -50 | 29.7534 | -50 | -50 | -50 | -50
| Unit 703 | CC | 308.41 | 95286.963 | -50 | -50 | -50 | -50 | -50 | 29.8181 | -50 | -50 | -50
| Unit 704 | Other | 5.5 | 95292.463 | -50 | -50 | -50 | -50 | -50 | -50 | -50 | -50 | 29.8414
| Unit 705 | CT Gas | 47.86 | 95340.323 | -50 | -50 | -50 | -50 | -50 | -50 | -50 | 29.8834 | -50
| Unit 706 | CC | 308.41 | 95648.733 | -50 | -50 | -50 | -50 | -50 | 29.9154 | -50 | -50 | -50
| Unit 707 | CC | 267.51 | 95916.243 | -50 | -50 | -50 | -50 | -50 | 29.9573 | -50 | -50 | -50
| Unit 708 | CT Gas | 43 | 95959.243 | -50 | -50 | -50 | -50 | -50 | -50 | -50 | 29.9836 | -50
| Unit 709 | CT Gas | 43 | 96002.243 | -50 | -50 | -50 | -50 | -50 | -50 | -50 | 29.9907 | -50
| Unit 710 | ST Coal | 563.89 | 96566.133 | -50 | -50 | -50 | -50 | 29.9924 | -50 | -50 | -50 | -50
| Unit 711 | ST Coal | 32 | 96598.133 | -50 | -50 | -50 | -50 | 30.0179 | -50 | -50 | -50 | -50
| Unit 712 | CC | 107.96 | 96706.093 | -50 | -50 | -50 | -50 | -50 | 30.081 | -50 | -50 | -50
| Unit 713 | CT Gas | 45 | 96751.093 | -50 | -50 | -50 | -50 | -50 | -50 | -50 | 30.0926 | -50
| Unit 714 | CT Gas | 116 | 96867.093 | -50 | -50 | -50 | -50 | -50 | -50 | -50 | 30.1354 | -50
| Unit 715 | ST / IC Gas | 62.85 | 96929.943 | -50 | -50 | -50 | -50 | -50 | -50 | 30.1552 | -50 | -50
| Unit 716 | ST / IC Gas | 103.78 | 97033.723 | -50 | -50 | -50 | -50 | -50 | -50 | 30.1835 | -50 | -50
| Unit 717 | CT Gas | 118 | 97151.723 | -50 | -50 | -50 | -50 | -50 | -50 | -50 | 30.1904 | -50
| Unit 718 | CT Gas | 13 | 97164.723 | -50 | -50 | -50 | -50 | -50 | -50 | -50 | 30.233 | -50
| Unit 719 | CC | 29.28 | 97194.003 | -50 | -50 | -50 | -50 | -50 | 30.2352 | -50 | -50 | -50
| Unit 720 | CT Gas | 47.7 | 97241.703 | -50 | -50 | -50 | -50 | -50 | -50 | -50 | 30.2511 | -50
| Unit 721 | Other | 15 | 97256.703 | -50 | -50 | -50 | -50 | -50 | -50 | -50 | -50 | 30.2545
| Unit 722 | CC | 29.28 | 97285.983 | -50 | -50 | -50 | -50 | -50 | 30.2626 | -50 | -50 | -50
| Unit 723 | CT Gas | 6 | 97291.983 | -50 | -50 | -50 | -50 | -50 | -50 | -50 | 30.2831 | -50
| Unit 724 | CT Gas | 38.5 | 97330.483 | -50 | -50 | -50 | -50 | -50 | -50 | -50 | 30.2953 | -50
| Unit 725 | Other | 18.883 | 97349.366 | -50 | -50 | -50 | -50 | -50 | -50 | -50 | -50 | 30.3004
| Unit 726 | CT Gas | 116 | 97465.366 | -50 | -50 | -50 | -50 | -50 | -50 | -50 | 30.3233 | -50
| Unit 727 | CT Gas | 38.8 | 97504.166 | -50 | -50 | -50 | -50 | -50 | -50 | -50 | 30.3237 | -50
| Unit 728 | CT Gas | 13.2 | 97517.366 | -50 | -50 | -50 | -50 | -50 | -50 | -50 | 30.3252 | -50
| Unit 729 | CT Gas | 160 | 97677.366 | -50 | -50 | -50 | -50 | -50 | -50 | -50 | 30.3506 | -50
| Unit 730 | Other | 24.2195 | 97701.5855 | -50 | -50 | -50 | -50 | -50 | -50 | -50 | -50 | 30.3931
| Unit 731 | ST / IC Gas | 22.58 | 97724.1655 | -50 | -50 | -50 | -50 | -50 | -50 | 30.4106 | -50 | -50
| Unit 732 | CT Gas | 45.5 | 97769.6655 | -50 | -50 | -50 | -50 | -50 | -50 | -50 | 30.4848 | -50
| Unit 733 | CT Gas | 45 | 97814.6655 | -50 | -50 | -50 | -50 | -50 | -50 | -50 | 30.618 | -50
| Unit 734 | CT Gas | 45.28 | 97859.9455 | -50 | -50 | -50 | -50 | -50 | -50 | -50 | 30.7071 | -50
| Unit 735 | Other | 4.926 | 97864.8715 | -50 | -50 | -50 | -50 | -50 | -50 | -50 | -50 | 30.7877
| Unit 736 | CC | 65.14 | 97930.0115 | -50 | -50 | -50 | -50 | -50 | 30.7979 | -50 | -50 | -50
| Unit 737 | Other | 5.0902 | 97935.1017 | -50 | -50 | -50 | -50 | -50 | -50 | -50 | -50 | 30.8194
| Unit 738 | CC | 65.14 | 98000.2417 | -50 | -50 | -50 | -50 | -50 | 30.8453 | -50 | -50 | -50
| Unit 739 | Other | 7.5 | 98007.7417 | -50 | -50 | -50 | -50 | -50 | -50 | -50 | -50 | 30.8545
| Unit 740 | ST Coal | 550 | 98557.7417 | -50 | -50 | -50 | -50 | 30.8588 | -50 | -50 | -50 | -50
| Unit 741 | CC | 60.49 | 98618.2317 | -50 | -50 | -50 | -50 | -50 | 30.8718 | -50 | -50 | -50
| Unit 742 | ST Coal | 134.26 | 98752.4917 | -50 | -50 | -50 | -50 | 30.8739 | -50 | -50 | -50 | -50
| Unit 743 | CC | 65.14 | 98817.6317 | -50 | -50 | -50 | -50 | -50 | 30.8805 | -50 | -50 | -50
| Unit 744 | CC | 65.14 | 98882.7717 | -50 | -50 | -50 | -50 | -50 | 30.8811 | -50 | -50 | -50
| Unit 745 | Other | 2.463 | 98885.2347 | -50 | -50 | -50 | -50 | -50 | -50 | -50 | -50 | 30.8814
| Unit 746 | CT Gas | 54 | 98939.2347 | -50 | -50 | -50 | -50 | -50 | -50 | -50 | 30.9285 | -50
| Unit 747 | CT Gas | 44.8 | 98984.0347 | -50 | -50 | -50 | -50 | -50 | -50 | -50 | 30.9413 | -50
| Unit 748 | Other | 3.6945 | 98987.7292 | -50 | -50 | -50 | -50 | -50 | -50 | -50 | -50 | 30.9449
| Unit 749 | CT Gas | 54.1 | 99041.8292 | -50 | -50 | -50 | -50 | -50 | -50 | -50 | 30.9976 | -50
| Unit 750 | CT Gas | 44.8 | 99086.6292 | -50 | -50 | -50 | -50 | -50 | -50 | -50 | 31.0265 | -50
| Unit 751 | CT Gas | 110.36 | 99196.9892 | -50 | -50 | -50 | -50 | -50 | -50 | -50 | 31.0329 | -50
| Unit 752 | CC | 65.14 | 99262.1292 | -50 | -50 | -50 | -50 | -50 | 31.0357 | -50 | -50 | -50
| Unit 753 | CT Gas | 44.8 | 99306.9292 | -50 | -50 | -50 | -50 | -50 | -50 | -50 | 31.0751 | -50
| Unit 754 | ST Coal | 608.96 | 99915.8892 | -50 | -50 | -50 | -50 | 31.0773 | -50 | -50 | -50 | -50
| Unit 755 | CT Gas | 150.01 | 100065.8992 | -50 | -50 | -50 | -50 | -50 | -50 | -50 | 31.123 | -50
| Unit 756 | CT Gas | 16.64 | 100082.5392 | -50 | -50 | -50 | -50 | -50 | -50 | -50 | 31.1274 | -50
| Unit 757 | CT Gas | 16.64 | 100099.1792 | -50 | -50 | -50 | -50 | -50 | -50 | -50 | 31.1317 | -50
| Unit 758 | Other | 12.315 | 100111.4942 | -50 | -50 | -50 | -50 | -50 | -50 | -50 | -50 | 31.1891
| Unit 759 | CT Gas | 52.7 | 100164.1942 | -50 | -50 | -50 | -50 | -50 | -50 | -50 | 31.2252 | -50
| Unit 760 | ST / IC Gas | 711 | 100875.1942 | -50 | -50 | -50 | -50 | -50 | -50 | 31.2929 | -50 | -50
| Unit 761 | CT Gas | 45.08 | 100920.2742 | -50 | -50 | -50 | -50 | -50 | -50 | -50 | 31.3483 | -50
| Unit 762 | CT Gas | 150 | 101070.2742 | -50 | -50 | -50 | -50 | -50 | -50 | -50 | 31.3751 | -50
| Unit 763 | CC | 457.32 | 101527.5942 | -50 | -50 | -50 | -50 | -50 | 31.4256 | -50 | -50 | -50
| Unit 764 | Other | 1.0673 | 101528.6615 | -50 | -50 | -50 | -50 | -50 | -50 | -50 | -50 | 31.4558
| Unit 765 | ST Coal | 66.17 | 101594.8315 | -50 | -50 | -50 | -50 | 31.4633 | -50 | -50 | -50 | -50
| Unit 766 | Other | 10.0983 | 101604.9298 | -50 | -50 | -50 | -50 | -50 | -50 | -50 | -50 | 31.4828
| Unit 767 | Other | 77.85 | 101682.7798 | -50 | -50 | -50 | -50 | -50 | -50 | -50 | -50 | 31.5492
| Unit 768 | Other | 6.4 | 101689.1798 | -50 | -50 | -50 | -50 | -50 | -50 | -50 | -50 | 31.5537
| Unit 769 | ST Coal | 738.43 | 102427.6098 | -50 | -50 | -50 | -50 | 31.5541 | -50 | -50 | -50 | -50
| Unit 770 | Other | 36.945 | 102464.5548 | -50 | -50 | -50 | -50 | -50 | -50 | -50 | -50 | 31.5708
| Unit 771 | Other | 9.1952 | 102473.75 | -50 | -50 | -50 | -50 | -50 | -50 | -50 | -50 | 31.7253
| Unit 772 | CT Gas | 53.8 | 102527.55 | -50 | -50 | -50 | -50 | -50 | -50 | -50 | 31.7961 | -50
| Unit 773 | Other | 29.7202 | 102557.2702 | -50 | -50 | -50 | -50 | -50 | -50 | -50 | -50 | 31.8439
| Unit 774 | CT Gas | 43.5 | 102600.7702 | -50 | -50 | -50 | -50 | -50 | -50 | -50 | 31.8982 | -50
| Unit 775 | CT Gas | 47 | 102647.7702 | -50 | -50 | -50 | -50 | -50 | -50 | -50 | 32.014 | -50
| Unit 776 | ST Coal | 271.99 | 102919.7602 | -50 | -50 | -50 | -50 | 32.0299 | -50 | -50 | -50 | -50
| Unit 777 | ST Coal | 70.49 | 102990.2502 | -50 | -50 | -50 | -50 | 32.0999 | -50 | -50 | -50 | -50
| Unit 778 | CT Gas | 43.5 | 103033.7502 | -50 | -50 | -50 | -50 | -50 | -50 | -50 | 32.1495 | -50
| Unit 779 | CT Gas | 43.5 | 103077.2502 | -50 | -50 | -50 | -50 | -50 | -50 | -50 | 32.1718 | -50
| Unit 780 | ST / IC Gas | 398.79 | 103476.0402 | -50 | -50 | -50 | -50 | -50 | -50 | 32.2424 | -50 | -50
| Unit 781 | CT Gas | 7.62 | 103483.6602 | -50 | -50 | -50 | -50 | -50 | -50 | -50 | 32.3211 | -50
| Unit 782 | ST / IC Gas | 147.03 | 103630.6902 | -50 | -50 | -50 | -50 | -50 | -50 | 32.3696 | -50 | -50
| Unit 783 | CT Gas | 41.8 | 103672.4902 | -50 | -50 | -50 | -50 | -50 | -50 | -50 | 32.3741 | -50
| Unit 784 | ST / IC Gas | 710 | 104382.4902 | -50 | -50 | -50 | -50 | -50 | -50 | 32.3875 | -50 | -50
| Unit 785 | CT Gas | 169.99 | 104552.4802 | -50 | -50 | -50 | -50 | -50 | -50 | -50 | 32.4759 | -50
| Unit 786 | ST Coal | 66.6 | 104619.0802 | -50 | -50 | -50 | -50 | 32.4844 | -50 | -50 | -50 | -50
| Unit 787 | CC | 137.91 | 104756.9902 | -50 | -50 | -50 | -50 | -50 | 32.5042 | -50 | -50 | -50
| Unit 788 | Other | 4.926 | 104761.9162 | -50 | -50 | -50 | -50 | -50 | -50 | -50 | -50 | 32.5477
| Unit 789 | Other | 27.6677 | 104789.5839 | -50 | -50 | -50 | -50 | -50 | -50 | -50 | -50 | 32.5516
| Unit 790 | CT Gas | 87.6 | 104877.1839 | -50 | -50 | -50 | -50 | -50 | -50 | -50 | 32.6523 | -50
| Unit 791 | Other | 13.136 | 104890.3199 | -50 | -50 | -50 | -50 | -50 | -50 | -50 | -50 | 32.6563
| Unit 792 | CT Gas | 82.8 | 104973.1199 | -50 | -50 | -50 | -50 | -50 | -50 | -50 | 32.6777 | -50
| Unit 793 | ST Coal | 608.96 | 105582.0799 | -50 | -50 | -50 | -50 | 32.6784 | -50 | -50 | -50 | -50
| Unit 794 | CT Gas | 75 | 105657.0799 | -50 | -50 | -50 | -50 | -50 | -50 | -50 | 32.8057 | -50
| Unit 795 | ST / IC Gas | 118 | 105775.0799 | -50 | -50 | -50 | -50 | -50 | -50 | 32.8554 | -50 | -50
| Unit 796 | CT Gas | 64 | 105839.0799 | -50 | -50 | -50 | -50 | -50 | -50 | -50 | 32.9093 | -50
| Unit 797 | CC | 267.51 | 106106.5899 | -50 | -50 | -50 | -50 | -50 | 32.9117 | -50 | -50 | -50
| Unit 798 | ST Coal | 589.78 | 106696.3699 | -50 | -50 | -50 | -50 | 32.9644 | -50 | -50 | -50 | -50
| Unit 799 | ST Coal | 312.01 | 107008.3799 | -50 | -50 | -50 | -50 | 33.0006 | -50 | -50 | -50 | -50
| Unit 800 | Other | 5 | 107013.3799 | -50 | -50 | -50 | -50 | -50 | -50 | -50 | -50 | 33.039
| Unit 801 | ST Coal | 34.52 | 107047.8999 | -50 | -50 | -50 | -50 | 33.104 | -50 | -50 | -50 | -50
| Unit 802 | CT Gas | 43.5 | 107091.3999 | -50 | -50 | -50 | -50 | -50 | -50 | -50 | 33.1147 | -50
| Unit 803 | ST Coal | 784.98 | 107876.3799 | -50 | -50 | -50 | -50 | 33.1149 | -50 | -50 | -50 | -50
| Unit 804 | Other | 14.8601 | 107891.24 | -50 | -50 | -50 | -50 | -50 | -50 | -50 | -50 | 33.14
| Unit 805 | CT Gas | 167.99 | 108059.23 | -50 | -50 | -50 | -50 | -50 | -50 | -50 | 33.1853 | -50
| Unit 806 | ST Coal | 134.26 | 108193.49 | -50 | -50 | -50 | -50 | 33.2609 | -50 | -50 | -50 | -50
| Unit 807 | Other | 14.778 | 108208.268 | -50 | -50 | -50 | -50 | -50 | -50 | -50 | -50 | 33.2663
| Unit 808 | ST / IC Gas | 18 | 108226.268 | -50 | -50 | -50 | -50 | -50 | -50 | 33.2826 | -50 | -50
| Unit 809 | ST / IC Gas | 17.3 | 108243.568 | -50 | -50 | -50 | -50 | -50 | -50 | 33.3 | -50 | -50
| Unit 810 | CC | 124.24 | 108367.808 | -50 | -50 | -50 | -50 | -50 | 33.3029 | -50 | -50 | -50
| Unit 811 | CT Gas | 63 | 108430.808 | -50 | -50 | -50 | -50 | -50 | -50 | -50 | 33.3373 | -50
| Unit 812 | CC | 124.24 | 108555.048 | -50 | -50 | -50 | -50 | -50 | 33.357 | -50 | -50 | -50
| Unit 813 | CT Gas | 76 | 108631.048 | -50 | -50 | -50 | -50 | -50 | -50 | -50 | 33.3802 | -50
| Unit 814 | CC | 124.24 | 108755.288 | -50 | -50 | -50 | -50 | -50 | 33.3903 | -50 | -50 | -50
| Unit 815 | CC | 118.6 | 108873.888 | -50 | -50 | -50 | -50 | -50 | 33.3936 | -50 | -50 | -50
| Unit 816 | CC | 118.6 | 108992.488 | -50 | -50 | -50 | -50 | -50 | 33.4152 | -50 | -50 | -50
| Unit 817 | CC | 118.6 | 109111.088 | -50 | -50 | -50 | -50 | -50 | 33.4154 | -50 | -50 | -50
| Unit 818 | CC | 124.24 | 109235.328 | -50 | -50 | -50 | -50 | -50 | 33.4281 | -50 | -50 | -50
| Unit 819 | CT Gas | 3.07 | 109238.398 | -50 | -50 | -50 | -50 | -50 | -50 | -50 | 33.4294 | -50
| Unit 820 | CC | 118.6 | 109356.998 | -50 | -50 | -50 | -50 | -50 | 33.4318 | -50 | -50 | -50
| Unit 821 | CT Gas | 76 | 109432.998 | -50 | -50 | -50 | -50 | -50 | -50 | -50 | 33.4352 | -50
| Unit 822 | CC | 118.6 | 109551.598 | -50 | -50 | -50 | -50 | -50 | 33.4381 | -50 | -50 | -50
| Unit 823 | CT Gas | 87.6 | 109639.198 | -50 | -50 | -50 | -50 | -50 | -50 | -50 | 33.4696 | -50
| Unit 824 | CC | 118.6 | 109757.798 | -50 | -50 | -50 | -50 | -50 | 33.47 | -50 | -50 | -50
| Unit 825 | CT Gas | 87.6 | 109845.398 | -50 | -50 | -50 | -50 | -50 | -50 | -50 | 33.4795 | -50
| Unit 826 | CT Gas | 75.7 | 109921.098 | -50 | -50 | -50 | -50 | -50 | -50 | -50 | 33.485 | -50
| Unit 827 | ST / IC Gas | 120 | 110041.098 | -50 | -50 | -50 | -50 | -50 | -50 | 33.4898 | -50 | -50
| Unit 828 | ST Coal | 589.78 | 110630.878 | -50 | -50 | -50 | -50 | 33.4967 | -50 | -50 | -50 | -50
| Unit 829 | CC | 124.24 | 110755.118 | -50 | -50 | -50 | -50 | -50 | 33.5117 | -50 | -50 | -50
| Unit 830 | CT Gas | 76 | 110831.118 | -50 | -50 | -50 | -50 | -50 | -50 | -50 | 33.5182 | -50
| Unit 831 | Other | 56.1564 | 110887.2744 | -50 | -50 | -50 | -50 | -50 | -50 | -50 | -50 | 33.5973
| Unit 832 | Other | 8.9489 | 110896.2233 | -50 | -50 | -50 | -50 | -50 | -50 | -50 | -50 | 33.598
| Unit 833 | CT Gas | 4.38 | 110900.6033 | -50 | -50 | -50 | -50 | -50 | -50 | -50 | 33.6387 | -50
| Unit 834 | CT Gas | 75 | 110975.6033 | -50 | -50 | -50 | -50 | -50 | -50 | -50 | 33.655 | -50
| Unit 835 | ST Coal | 743.22 | 111718.8233 | -50 | -50 | -50 | -50 | 33.6619 | -50 | -50 | -50 | -50
| Unit 836 | CT Gas | 76 | 111794.8233 | -50 | -50 | -50 | -50 | -50 | -50 | -50 | 33.6627 | -50
| Unit 837 | CT Gas | 151.2 | 111946.0233 | -50 | -50 | -50 | -50 | -50 | -50 | -50 | 33.7077 | -50
| Unit 838 | Other | 10.5663 | 111956.5896 | -50 | -50 | -50 | -50 | -50 | -50 | -50 | -50 | 33.7718
| Unit 839 | CT Gas | 78.47 | 112035.0596 | -50 | -50 | -50 | -50 | -50 | -50 | -50 | 33.8121 | -50
| Unit 840 | CT Gas | 78.47 | 112113.5296 | -50 | -50 | -50 | -50 | -50 | -50 | -50 | 33.8137 | -50
| Unit 841 | CT Gas | 78.47 | 112191.9996 | -50 | -50 | -50 | -50 | -50 | -50 | -50 | 33.8171 | -50
| Unit 842 | CT Gas | 78.47 | 112270.4696 | -50 | -50 | -50 | -50 | -50 | -50 | -50 | 33.8491 | -50
| Unit 843 | ST Coal | 416.79 | 112687.2596 | -50 | -50 | -50 | -50 | 33.8591 | -50 | -50 | -50 | -50
| Unit 844 | CT Gas | 81.47 | 112768.7296 | -50 | -50 | -50 | -50 | -50 | -50 | -50 | 33.8915 | -50
| Unit 845 | CT Gas | 23.9 | 112792.6296 | -50 | -50 | -50 | -50 | -50 | -50 | -50 | 33.8952 | -50
| Unit 846 | CT Gas | 6.75 | 112799.3796 | -50 | -50 | -50 | -50 | -50 | -50 | -50 | 33.9033 | -50
| Unit 847 | CT Gas | 43.5 | 112842.8796 | -50 | -50 | -50 | -50 | -50 | -50 | -50 | 33.9398 | -50
| Unit 848 | ST Coal | 25.92 | 112868.7996 | -50 | -50 | -50 | -50 | 33.9492 | -50 | -50 | -50 | -50
| Unit 849 | Other | 4 | 112872.7996 | -50 | -50 | -50 | -50 | -50 | -50 | -50 | -50 | 33.9687
| Unit 850 | CT Gas | 30 | 112902.7996 | -50 | -50 | -50 | -50 | -50 | -50 | -50 | 33.9752 | -50
| Unit 851 | CT Gas | 82.34 | 112985.1396 | -50 | -50 | -50 | -50 | -50 | -50 | -50 | 33.9796 | -50
| Unit 852 | CT Gas | 35 | 113020.1396 | -50 | -50 | -50 | -50 | -50 | -50 | -50 | 33.9806 | -50
| Unit 853 | CT Gas | 72.6 | 113092.7396 | -50 | -50 | -50 | -50 | -50 | -50 | -50 | 33.9982 | -50
| Unit 854 | CT Gas | 30 | 113122.7396 | -50 | -50 | -50 | -50 | -50 | -50 | -50 | 34.0003 | -50
| Unit 855 | CT Gas | 74.46 | 113197.1996 | -50 | -50 | -50 | -50 | -50 | -50 | -50 | 34.0255 | -50
| Unit 856 | CT Gas | 42.7 | 113239.8996 | -50 | -50 | -50 | -50 | -50 | -50 | -50 | 34.032 | -50
| Unit 857 | ST Coal | 23 | 113262.8996 | -50 | -50 | -50 | -50 | 34.0437 | -50 | -50 | -50 | -50
| Unit 858 | ST Coal | 39.3 | 113302.1996 | -50 | -50 | -50 | -50 | 34.0646 | -50 | -50 | -50 | -50
| Unit 859 | CT Gas | 87.6 | 113389.7996 | -50 | -50 | -50 | -50 | -50 | -50 | -50 | 34.077 | -50
| Unit 860 | CT Gas | 78.47 | 113468.2696 | -50 | -50 | -50 | -50 | -50 | -50 | -50 | 34.082 | -50
| Unit 861 | Other | 4 | 113472.2696 | -50 | -50 | -50 | -50 | -50 | -50 | -50 | -50 | 34.0992
| Unit 862 | CT Gas | 43.5 | 113515.7696 | -50 | -50 | -50 | -50 | -50 | -50 | -50 | 34.1059 | -50
| Unit 863 | CT Gas | 167.99 | 113683.7596 | -50 | -50 | -50 | -50 | -50 | -50 | -50 | 34.1118 | -50
| Unit 864 | CT Gas | 87.6 | 113771.3596 | -50 | -50 | -50 | -50 | -50 | -50 | -50 | 34.1129 | -50
| Unit 865 | CT Gas | 9.8 | 113781.1596 | -50 | -50 | -50 | -50 | -50 | -50 | -50 | 34.1283 | -50
| Unit 866 | CT Gas | 22 | 113803.1596 | -50 | -50 | -50 | -50 | -50 | -50 | -50 | 34.1377 | -50
| Unit 867 | ST Coal | 70.3 | 113873.4596 | -50 | -50 | -50 | -50 | 34.1477 | -50 | -50 | -50 | -50
| Unit 868 | CT Gas | 74.1 | 113947.5596 | -50 | -50 | -50 | -50 | -50 | -50 | -50 | 34.304 | -50
| Unit 869 | CT Gas | 87.6 | 114035.1596 | -50 | -50 | -50 | -50 | -50 | -50 | -50 | 34.3565 | -50
| Unit 870 | CT Gas | 73 | 114108.1596 | -50 | -50 | -50 | -50 | -50 | -50 | -50 | 34.4759 | -50
| Unit 871 | ST / IC Gas | 394.95 | 114503.1096 | -50 | -50 | -50 | -50 | -50 | -50 | 34.5338 | -50 | -50
| Unit 872 | ST Coal | 55 | 114558.1096 | -50 | -50 | -50 | -50 | 34.5365 | -50 | -50 | -50 | -50
| Unit 873 | CT Gas | 79.5 | 114637.6096 | -50 | -50 | -50 | -50 | -50 | -50 | -50 | 34.5791 | -50
| Unit 874 | CT Gas | 43 | 114680.6096 | -50 | -50 | -50 | -50 | -50 | -50 | -50 | 34.5794 | -50
| Unit 875 | CT Gas | 174.33 | 114854.9396 | -50 | -50 | -50 | -50 | -50 | -50 | -50 | 34.5832 | -50
| Unit 876 | ST Coal | 4 | 114858.9396 | -50 | -50 | -50 | -50 | 34.6954 | -50 | -50 | -50 | -50
| Unit 877 | CT Gas | 82.34 | 114941.2796 | -50 | -50 | -50 | -50 | -50 | -50 | -50 | 34.76 | -50
| Unit 878 | ST / IC Gas | 57.66 | 114998.9396 | -50 | -50 | -50 | -50 | -50 | -50 | 34.8797 | -50 | -50
| Unit 879 | CT Gas | 23.5 | 115022.4396 | -50 | -50 | -50 | -50 | -50 | -50 | -50 | 34.8802 | -50
| Unit 880 | ST / IC Gas | 712.03 | 115734.4696 | -50 | -50 | -50 | -50 | -50 | -50 | 34.9032 | -50 | -50
| Unit 881 | ST Coal | 38.7 | 115773.1696 | -50 | -50 | -50 | -50 | 34.9182 | -50 | -50 | -50 | -50
| Unit 882 | CT Gas | 75 | 115848.1696 | -50 | -50 | -50 | -50 | -50 | -50 | -50 | 34.9209 | -50
| Unit 883 | CT Gas | 75 | 115923.1696 | -50 | -50 | -50 | -50 | -50 | -50 | -50 | 34.9569 | -50
| Unit 884 | CT Gas | 99 | 116022.1696 | -50 | -50 | -50 | -50 | -50 | -50 | -50 | 34.9975 | -50
| Unit 885 | ST / IC Gas | 675.98 | 116698.1496 | -50 | -50 | -50 | -50 | -50 | -50 | 35.0573 | -50 | -50
| Unit 886 | Other | 6 | 116704.1496 | -50 | -50 | -50 | -50 | -50 | -50 | -50 | -50 | 35.1132
| Unit 887 | ST / IC Gas | 405 | 117109.1496 | -50 | -50 | -50 | -50 | -50 | -50 | 35.1332 | -50 | -50
| Unit 888 | CT Gas | 148.6 | 117257.7496 | -50 | -50 | -50 | -50 | -50 | -50 | -50 | 35.1603 | -50
| Unit 889 | CT Gas | 78.47 | 117336.2196 | -50 | -50 | -50 | -50 | -50 | -50 | -50 | 35.1811 | -50
| Unit 890 | CT Gas | 128 | 117464.2196 | -50 | -50 | -50 | -50 | -50 | -50 | -50 | 35.2746 | -50
| Unit 891 | Other | 14.3675 | 117478.5871 | -50 | -50 | -50 | -50 | -50 | -50 | -50 | -50 | 35.4748
| Unit 892 | CC | 90 | 117568.5871 | -50 | -50 | -50 | -50 | -50 | 35.513 | -50 | -50 | -50
| Unit 893 | ST Coal | 13.04 | 117581.6271 | -50 | -50 | -50 | -50 | 35.5562 | -50 | -50 | -50 | -50
| Unit 894 | Other | 5.747 | 117587.3741 | -50 | -50 | -50 | -50 | -50 | -50 | -50 | -50 | 35.5967
| Unit 895 | ST Coal | 440.01 | 118027.3841 | -50 | -50 | -50 | -50 | 35.6346 | -50 | -50 | -50 | -50
| Unit 896 | CT Gas | 174.33 | 118201.7141 | -50 | -50 | -50 | -50 | -50 | -50 | -50 | 35.6429 | -50
| Unit 897 | ST / IC Gas | 49 | 118250.7141 | -50 | -50 | -50 | -50 | -50 | -50 | 35.6525 | -50 | -50
| Unit 898 | CT Gas | 74.46 | 118325.1741 | -50 | -50 | -50 | -50 | -50 | -50 | -50 | 35.6657 | -50
| Unit 899 | Other | 6 | 118331.1741 | -50 | -50 | -50 | -50 | -50 | -50 | -50 | -50 | 35.7075
| Unit 900 | Other | 4.105 | 118335.2791 | -50 | -50 | -50 | -50 | -50 | -50 | -50 | -50 | 35.7793
| Unit 901 | CT Gas | 35 | 118370.2791 | -50 | -50 | -50 | -50 | -50 | -50 | -50 | 35.8333 | -50
| Unit 902 | CT Gas | 35 | 118405.2791 | -50 | -50 | -50 | -50 | -50 | -50 | -50 | 35.8535 | -50
| Unit 903 | Other | 9.852 | 118415.1311 | -50 | -50 | -50 | -50 | -50 | -50 | -50 | -50 | 35.8637
| Unit 904 | CT Gas | 35 | 118450.1311 | -50 | -50 | -50 | -50 | -50 | -50 | -50 | 35.8935 | -50
| Unit 905 | CT Gas | 35 | 118485.1311 | -50 | -50 | -50 | -50 | -50 | -50 | -50 | 35.905 | -50
| Unit 906 | Other | 6.4038 | 118491.5349 | -50 | -50 | -50 | -50 | -50 | -50 | -50 | -50 | 35.996
| Unit 907 | CT Gas | 77.3 | 118568.8349 | -50 | -50 | -50 | -50 | -50 | -50 | -50 | 35.9993 | -50
| Unit 908 | Other | 3 | 118571.8349 | -50 | -50 | -50 | -50 | -50 | -50 | -50 | -50 | 36.0501
| Unit 909 | ST / IC Gas | 120 | 118691.8349 | -50 | -50 | -50 | -50 | -50 | -50 | 36.0526 | -50 | -50
| Unit 910 | CT Gas | 74.46 | 118766.2949 | -50 | -50 | -50 | -50 | -50 | -50 | -50 | 36.0911 | -50
| Unit 911 | Other | 3 | 118769.2949 | -50 | -50 | -50 | -50 | -50 | -50 | -50 | -50 | 36.1255
| Unit 912 | CT Gas | 82 | 118851.2949 | -50 | -50 | -50 | -50 | -50 | -50 | -50 | 36.1477 | -50
| Unit 913 | CT Gas | 74.46 | 118925.7549 | -50 | -50 | -50 | -50 | -50 | -50 | -50 | 36.1865 | -50
| Unit 914 | CT Gas | 24.4 | 118950.1549 | -50 | -50 | -50 | -50 | -50 | -50 | -50 | 36.2294 | -50
| Unit 915 | ST Coal | 57.54 | 119007.6949 | -50 | -50 | -50 | -50 | 36.3766 | -50 | -50 | -50 | -50
| Unit 916 | CT Gas | 72 | 119079.6949 | -50 | -50 | -50 | -50 | -50 | -50 | -50 | 36.4156 | -50
| Unit 917 | CT Gas | 79.5 | 119159.1949 | -50 | -50 | -50 | -50 | -50 | -50 | -50 | 36.426 | -50
| Unit 918 | ST Coal | 449.77 | 119608.9649 | -50 | -50 | -50 | -50 | 36.4405 | -50 | -50 | -50 | -50
| Unit 919 | CT Gas | 72 | 119680.9649 | -50 | -50 | -50 | -50 | -50 | -50 | -50 | 36.4491 | -50
| Unit 920 | Other | 3 | 119683.9649 | -50 | -50 | -50 | -50 | -50 | -50 | -50 | -50 | 36.5136
| Unit 921 | CT Gas | 44.8 | 119728.7649 | -50 | -50 | -50 | -50 | -50 | -50 | -50 | 36.5191 | -50
| Unit 922 | ST / IC Gas | 84 | 119812.7649 | -50 | -50 | -50 | -50 | -50 | -50 | 36.5368 | -50 | -50
| Unit 923 | CT Gas | 75 | 119887.7649 | -50 | -50 | -50 | -50 | -50 | -50 | -50 | 36.6047 | -50
| Unit 924 | CT Gas | 75 | 119962.7649 | -50 | -50 | -50 | -50 | -50 | -50 | -50 | 36.6054 | -50
| Unit 925 | CT Gas | 14.5 | 119977.2649 | -50 | -50 | -50 | -50 | -50 | -50 | -50 | 36.6151 | -50
| Unit 926 | ST / IC Gas | 48.05 | 120025.3149 | -50 | -50 | -50 | -50 | -50 | -50 | 36.6295 | -50 | -50
| Unit 927 | CT Gas | 80.4 | 120105.7149 | -50 | -50 | -50 | -50 | -50 | -50 | -50 | 36.6569 | -50
| Unit 928 | ST Coal | 78 | 120183.7149 | -50 | -50 | -50 | -50 | 36.6836 | -50 | -50 | -50 | -50
| Unit 929 | CT Gas | 20.5 | 120204.2149 | -50 | -50 | -50 | -50 | -50 | -50 | -50 | 36.6914 | -50
| Unit 930 | CT Gas | 83.2 | 120287.4149 | -50 | -50 | -50 | -50 | -50 | -50 | -50 | 36.7165 | -50
| Unit 931 | ST / IC Gas | 566.96 | 120854.3749 | -50 | -50 | -50 | -50 | -50 | -50 | 36.7364 | -50 | -50
| Unit 932 | CT Gas | 75 | 120929.3749 | -50 | -50 | -50 | -50 | -50 | -50 | -50 | 36.7446 | -50
| Unit 933 | Other | 3.17 | 120932.5449 | -50 | -50 | -50 | -50 | -50 | -50 | -50 | -50 | 36.8738
| Unit 934 | CT Gas | 177.84 | 121110.3849 | -50 | -50 | -50 | -50 | -50 | -50 | -50 | 36.9398 | -50
| Unit 935 | CT Gas | 72 | 121182.3849 | -50 | -50 | -50 | -50 | -50 | -50 | -50 | 36.9445 | -50
| Unit 936 | CT Gas | 14.4 | 121196.7849 | -50 | -50 | -50 | -50 | -50 | -50 | -50 | 37.0145 | -50
| Unit 937 | CT Gas | 177.84 | 121374.6249 | -50 | -50 | -50 | -50 | -50 | -50 | -50 | 37.1951 | -50
| Unit 938 | CT Gas | 177.84 | 121552.4649 | -50 | -50 | -50 | -50 | -50 | -50 | -50 | 37.2419 | -50
| Unit 939 | CT Gas | 118 | 121670.4649 | -50 | -50 | -50 | -50 | -50 | -50 | -50 | 37.2852 | -50
| Unit 940 | CT Gas | 37 | 121707.4649 | -50 | -50 | -50 | -50 | -50 | -50 | -50 | 37.3863 | -50
| Unit 941 | CT Gas | 37 | 121744.4649 | -50 | -50 | -50 | -50 | -50 | -50 | -50 | 37.417 | -50
| Unit 942 | CT Gas | 82 | 121826.4649 | -50 | -50 | -50 | -50 | -50 | -50 | -50 | 37.4182 | -50
| Unit 943 | CT Gas | 47.5 | 121873.9649 | -50 | -50 | -50 | -50 | -50 | -50 | -50 | 37.5328 | -50
| Unit 944 | CT Gas | 177.84 | 122051.8049 | -50 | -50 | -50 | -50 | -50 | -50 | -50 | 37.5384 | -50
| Unit 945 | CT Gas | 70 | 122121.8049 | -50 | -50 | -50 | -50 | -50 | -50 | -50 | 37.5961 | -50
| Unit 946 | CT Gas | 21.02 | 122142.8249 | -50 | -50 | -50 | -50 | -50 | -50 | -50 | 37.7229 | -50
| Unit 947 | CT Gas | 118 | 122260.8249 | -50 | -50 | -50 | -50 | -50 | -50 | -50 | 37.8126 | -50
| Unit 948 | Other | 4.926 | 122265.7509 | -50 | -50 | -50 | -50 | -50 | -50 | -50 | -50 | 37.8174
| Unit 949 | ST Coal | 18.7 | 122284.4509 | -50 | -50 | -50 | -50 | 37.8267 | -50 | -50 | -50 | -50
| Unit 950 | ST Coal | 151 | 122435.4509 | -50 | -50 | -50 | -50 | 37.8589 | -50 | -50 | -50 | -50
| Unit 951 | CT Gas | 80 | 122515.4509 | -50 | -50 | -50 | -50 | -50 | -50 | -50 | 37.8653 | -50
| Unit 952 | CT Gas | 21.9 | 122537.3509 | -50 | -50 | -50 | -50 | -50 | -50 | -50 | 37.8864 | -50
| Unit 953 | CT Gas | 21.9 | 122559.2509 | -50 | -50 | -50 | -50 | -50 | -50 | -50 | 37.899 | -50
| Unit 954 | ST Coal | 55 | 122614.2509 | -50 | -50 | -50 | -50 | 37.9143 | -50 | -50 | -50 | -50
| Unit 955 | CT Gas | 70 | 122684.2509 | -50 | -50 | -50 | -50 | -50 | -50 | -50 | 37.9544 | -50
| Unit 956 | CT Gas | 14.02 | 122698.2709 | -50 | -50 | -50 | -50 | -50 | -50 | -50 | 38.0057 | -50
| Unit 957 | CT Gas | 33 | 122731.2709 | -50 | -50 | -50 | -50 | -50 | -50 | -50 | 38.0147 | -50
| Unit 958 | CT Gas | 33 | 122764.2709 | -50 | -50 | -50 | -50 | -50 | -50 | -50 | 38.0289 | -50
| Unit 959 | CT Gas | 33 | 122797.2709 | -50 | -50 | -50 | -50 | -50 | -50 | -50 | 38.0296 | -50
| Unit 960 | CT Gas | 33 | 122830.2709 | -50 | -50 | -50 | -50 | -50 | -50 | -50 | 38.0406 | -50
| Unit 961 | ST / IC Gas | 613.08 | 123443.3509 | -50 | -50 | -50 | -50 | -50 | -50 | 38.1098 | -50 | -50
| Unit 962 | ST Coal | 78 | 123521.3509 | -50 | -50 | -50 | -50 | 38.1301 | -50 | -50 | -50 | -50
| Unit 963 | CT Gas | 118 | 123639.3509 | -50 | -50 | -50 | -50 | -50 | -50 | -50 | 38.1569 | -50
| Unit 964 | CT Gas | 81.7 | 123721.0509 | -50 | -50 | -50 | -50 | -50 | -50 | -50 | 38.2321 | -50
| Unit 965 | CT Gas | 158.44 | 123879.4909 | -50 | -50 | -50 | -50 | -50 | -50 | -50 | 38.2416 | -50
| Unit 966 | CT Gas | 16.64 | 123896.1309 | -50 | -50 | -50 | -50 | -50 | -50 | -50 | 38.2691 | -50
| Unit 967 | CT Gas | 79 | 123975.1309 | -50 | -50 | -50 | -50 | -50 | -50 | -50 | 38.3234 | -50
| Unit 968 | ST / IC Gas | 22 | 123997.1309 | -50 | -50 | -50 | -50 | -50 | -50 | 38.4313 | -50 | -50
| Unit 969 | CT Gas | 70 | 124067.1309 | -50 | -50 | -50 | -50 | -50 | -50 | -50 | 38.5804 | -50
| Unit 970 | CT Gas | 8.58 | 124075.7109 | -50 | -50 | -50 | -50 | -50 | -50 | -50 | 38.6391 | -50
| Unit 971 | CT Gas | 70 | 124145.7109 | -50 | -50 | -50 | -50 | -50 | -50 | -50 | 38.6711 | -50
| Unit 972 | CT Gas | 22.1 | 124167.8109 | -50 | -50 | -50 | -50 | -50 | -50 | -50 | 38.7705 | -50
| Unit 973 | CT Gas | 21.7 | 124189.5109 | -50 | -50 | -50 | -50 | -50 | -50 | -50 | 38.7784 | -50
| Unit 974 | ST Coal | 78 | 124267.5109 | -50 | -50 | -50 | -50 | 38.8186 | -50 | -50 | -50 | -50
| Unit 975 | ST Coal | 784.98 | 125052.4909 | -50 | -50 | -50 | -50 | 38.828 | -50 | -50 | -50 | -50
| Unit 976 | CT Gas | 158.82 | 125211.3109 | -50 | -50 | -50 | -50 | -50 | -50 | -50 | 38.8305 | -50
| Unit 977 | ST / IC Gas | 613.08 | 125824.3909 | -50 | -50 | -50 | -50 | -50 | -50 | 38.8607 | -50 | -50
| Unit 978 | ST / IC Gas | 4.7 | 125829.0909 | -50 | -50 | -50 | -50 | -50 | -50 | 38.8906 | -50 | -50
| Unit 979 | Other | 2.4 | 125831.4909 | -50 | -50 | -50 | -50 | -50 | -50 | -50 | -50 | 38.9611
| Unit 980 | CT Gas | 80 | 125911.4909 | -50 | -50 | -50 | -50 | -50 | -50 | -50 | 39.024 | -50
| Unit 981 | CT Gas | 70 | 125981.4909 | -50 | -50 | -50 | -50 | -50 | -50 | -50 | 39.1842 | -50
| Unit 982 | CT Gas | 68.33 | 126049.8209 | -50 | -50 | -50 | -50 | -50 | -50 | -50 | 39.2208 | -50
| Unit 983 | ST Coal | 154 | 126203.8209 | -50 | -50 | -50 | -50 | 39.2264 | -50 | -50 | -50 | -50
| Unit 984 | Other | 13.8 | 126217.6209 | -50 | -50 | -50 | -50 | -50 | -50 | -50 | -50 | 39.2965
| Unit 985 | ST Coal | 68.6 | 126286.2209 | -50 | -50 | -50 | -50 | 39.3114 | -50 | -50 | -50 | -50
| Unit 986 | Other | 6.568 | 126292.7889 | -50 | -50 | -50 | -50 | -50 | -50 | -50 | -50 | 39.337
| Unit 987 | CT Gas | 19.27 | 126312.0589 | -50 | -50 | -50 | -50 | -50 | -50 | -50 | 39.4255 | -50
| Unit 988 | CT Gas | 35 | 126347.0589 | -50 | -50 | -50 | -50 | -50 | -50 | -50 | 39.5689 | -50
| Unit 989 | ST / IC Gas | 117.33 | 126464.3889 | -50 | -50 | -50 | -50 | -50 | -50 | 39.6751 | -50 | -50
| Unit 990 | CT Gas | 22 | 126486.3889 | -50 | -50 | -50 | -50 | -50 | -50 | -50 | 39.7308 | -50
| Unit 991 | CT Gas | 111 | 126597.3889 | -50 | -50 | -50 | -50 | -50 | -50 | -50 | 39.8897 | -50
| Unit 992 | ST Coal | 151 | 126748.3889 | -50 | -50 | -50 | -50 | 40.0024 | -50 | -50 | -50 | -50
| Unit 993 | CT Gas | 35 | 126783.3889 | -50 | -50 | -50 | -50 | -50 | -50 | -50 | 40.1442 | -50
| Unit 994 | CT Gas | 156.97 | 126940.3589 | -50 | -50 | -50 | -50 | -50 | -50 | -50 | 40.1863 | -50
| Unit 995 | CT Gas | 16.9 | 126957.2589 | -50 | -50 | -50 | -50 | -50 | -50 | -50 | 40.2173 | -50
| Unit 996 | ST / IC Gas | 390 | 127347.2589 | -50 | -50 | -50 | -50 | -50 | -50 | 40.2377 | -50 | -50
| Unit 997 | CT Gas | 41.6 | 127388.8589 | -50 | -50 | -50 | -50 | -50 | -50 | -50 | 40.2474 | -50
| Unit 998 | CT Gas | 67.45 | 127456.3089 | -50 | -50 | -50 | -50 | -50 | -50 | -50 | 40.402 | -50
| Unit 999 | ST Coal | 160 | 127616.3089 | -50 | -50 | -50 | -50 | 40.5073 | -50 | -50 | -50 | -50
| Unit 1000 | ST / IC Gas | 124.92 | 127741.2289 | -50 | -50 | -50 | -50 | -50 | -50 | 40.5462 | -50 | -50
| Unit 1001 | Other | 3 | 127744.2289 | -50 | -50 | -50 | -50 | -50 | -50 | -50 | -50 | 40.5611
| Unit 1002 | Other | 15.443 | 127759.6719 | -50 | -50 | -50 | -50 | -50 | -50 | -50 | -50 | 40.6446
| Unit 1003 | CT Gas | 107 | 127866.6719 | -50 | -50 | -50 | -50 | -50 | -50 | -50 | 40.6847 | -50
| Unit 1004 | CT Gas | 107 | 127973.6719 | -50 | -50 | -50 | -50 | -50 | -50 | -50 | 40.6966 | -50
| Unit 1005 | Other | 2.6 | 127976.2719 | -50 | -50 | -50 | -50 | -50 | -50 | -50 | -50 | 40.8222
| Unit 1006 | CT Gas | 27.16 | 128003.4319 | -50 | -50 | -50 | -50 | -50 | -50 | -50 | 40.9068 | -50
| Unit 1007 | ST / IC Gas | 65.21 | 128068.6419 | -50 | -50 | -50 | -50 | -50 | -50 | 40.9353 | -50 | -50
| Unit 1008 | ST / IC Gas | 221.02 | 128289.6619 | -50 | -50 | -50 | -50 | -50 | -50 | 41.0444 | -50 | -50
| Unit 1009 | Other | 1.8 | 128291.4619 | -50 | -50 | -50 | -50 | -50 | -50 | -50 | -50 | 41.1858
| Unit 1010 | ST Coal | 644.45 | 128935.9119 | -50 | -50 | -50 | -50 | 41.5471 | -50 | -50 | -50 | -50
| Unit 1011 | ST / IC Gas | 203.72 | 129139.6319 | -50 | -50 | -50 | -50 | -50 | -50 | 41.5646 | -50 | -50
| Unit 1012 | CT Gas | 13 | 129152.6319 | -50 | -50 | -50 | -50 | -50 | -50 | -50 | 41.7874 | -50
| Unit 1013 | ST / IC Gas | 203.72 | 129356.3519 | -50 | -50 | -50 | -50 | -50 | -50 | 42.1547 | -50 | -50
| Unit 1014 | ST / IC Gas | 17.28 | 129373.6319 | -50 | -50 | -50 | -50 | -50 | -50 | 42.1708 | -50 | -50
| Unit 1015 | ST / IC Gas | 524.98 | 129898.6119 | -50 | -50 | -50 | -50 | -50 | -50 | 42.1726 | -50 | -50
| Unit 1016 | ST / IC Gas | 470.02 | 130368.6319 | -50 | -50 | -50 | -50 | -50 | -50 | 42.2991 | -50 | -50
| Unit 1017 | ST / IC Gas | 48.2 | 130416.8319 | -50 | -50 | -50 | -50 | -50 | -50 | 42.3625 | -50 | -50
| Unit 1018 | ST / IC Gas | 509.3 | 130926.1319 | -50 | -50 | -50 | -50 | -50 | -50 | 42.4769 | -50 | -50
| Unit 1019 | CT Gas | 38 | 130964.1319 | -50 | -50 | -50 | -50 | -50 | -50 | -50 | 42.5437 | -50
| Unit 1020 | CT Gas | 20.22 | 130984.3519 | -50 | -50 | -50 | -50 | -50 | -50 | -50 | 42.6521 | -50
| Unit 1021 | Other | 3.2 | 130987.5519 | -50 | -50 | -50 | -50 | -50 | -50 | -50 | -50 | 42.6821
| Unit 1022 | CT Gas | 40 | 131027.5519 | -50 | -50 | -50 | -50 | -50 | -50 | -50 | 42.9195 | -50
| Unit 1023 | CT Gas | 48.2 | 131075.7519 | -50 | -50 | -50 | -50 | -50 | -50 | -50 | 43.052 | -50
| Unit 1024 | CT Gas | 32.94 | 131108.6919 | -50 | -50 | -50 | -50 | -50 | -50 | -50 | 43.4477 | -50
| Unit 1025 | CT Gas | 20.8 | 131129.4919 | -50 | -50 | -50 | -50 | -50 | -50 | -50 | 43.5067 | -50
| Unit 1026 | ST Coal | 39.32 | 131168.8119 | -50 | -50 | -50 | -50 | 43.7984 | -50 | -50 | -50 | -50
| Unit 1027 | ST / IC Gas | 17.3 | 131186.1119 | -50 | -50 | -50 | -50 | -50 | -50 | 43.8558 | -50 | -50
| Unit 1028 | CT Gas | 38.77 | 131224.8819 | -50 | -50 | -50 | -50 | -50 | -50 | -50 | 44.1335 | -50
| Unit 1029 | CT Gas | 10.7 | 131235.5819 | -50 | -50 | -50 | -50 | -50 | -50 | -50 | 44.189 | -50
| Unit 1030 | CT Gas | 36.7 | 131272.2819 | -50 | -50 | -50 | -50 | -50 | -50 | -50 | 44.1922 | -50
| Unit 1031 | Other | 12.4792 | 131284.7611 | -50 | -50 | -50 | -50 | -50 | -50 | -50 | -50 | 44.2611
| Unit 1032 | ST / IC Gas | 105.7 | 131390.4611 | -50 | -50 | -50 | -50 | -50 | -50 | 44.3106 | -50 | -50
| Unit 1033 | ST / IC Gas | 35.87 | 131426.3311 | -50 | -50 | -50 | -50 | -50 | -50 | 44.6008 | -50 | -50
| Unit 1034 | Other | 1.6 | 131427.9311 | -50 | -50 | -50 | -50 | -50 | -50 | -50 | -50 | 44.6832
| Unit 1035 | CT Gas | 6.04 | 131433.9711 | -50 | -50 | -50 | -50 | -50 | -50 | -50 | 44.7035 | -50
| Unit 1036 | CT Gas | 46.8 | 131480.7711 | -50 | -50 | -50 | -50 | -50 | -50 | -50 | 44.9224 | -50
| Unit 1037 | Other | 2 | 131482.7711 | -50 | -50 | -50 | -50 | -50 | -50 | -50 | -50 | 44.9261
| Unit 1038 | Other | 7.4711 | 131490.2422 | -50 | -50 | -50 | -50 | -50 | -50 | -50 | -50 | 44.9401
| Unit 1039 | CT Gas | 4.38 | 131494.6222 | -50 | -50 | -50 | -50 | -50 | -50 | -50 | 45.1756 | -50
| Unit 1040 | CT Gas | 35 | 131529.6222 | -50 | -50 | -50 | -50 | -50 | -50 | -50 | 45.2223 | -50
| Unit 1041 | CT Gas | 34 | 131563.6222 | -50 | -50 | -50 | -50 | -50 | -50 | -50 | 45.2876 | -50
| Unit 1042 | CT Gas | 50.07 | 131613.6922 | -50 | -50 | -50 | -50 | -50 | -50 | -50 | 45.3149 | -50
| Unit 1043 | Other | 7.4711 | 131621.1633 | -50 | -50 | -50 | -50 | -50 | -50 | -50 | -50 | 45.3849
| Unit 1044 | ST / IC Gas | 221.02 | 131842.1833 | -50 | -50 | -50 | -50 | -50 | -50 | 45.4051 | -50 | -50
| Unit 1045 | CT Gas | 32.94 | 131875.1233 | -50 | -50 | -50 | -50 | -50 | -50 | -50 | 45.4116 | -50
| Unit 1046 | CT Gas | 34 | 131909.1233 | -50 | -50 | -50 | -50 | -50 | -50 | -50 | 45.4232 | -50
| Unit 1047 | Other | 1.5 | 131910.6233 | -50 | -50 | -50 | -50 | -50 | -50 | -50 | -50 | 45.6341
| Unit 1048 | CT Gas | 35 | 131945.6233 | -50 | -50 | -50 | -50 | -50 | -50 | -50 | 45.7066 | -50
| Unit 1049 | Other | 1.5 | 131947.1233 | -50 | -50 | -50 | -50 | -50 | -50 | -50 | -50 | 45.7577
| Unit 1050 | CT Gas | 8.5 | 131955.6233 | -50 | -50 | -50 | -50 | -50 | -50 | -50 | 45.9524 | -50
| Unit 1051 | Other | 2 | 131957.6233 | -50 | -50 | -50 | -50 | -50 | -50 | -50 | -50 | 46.063
| Unit 1052 | CT Gas | 25.35 | 131982.9733 | -50 | -50 | -50 | -50 | -50 | -50 | -50 | 46.0709 | -50
| Unit 1053 | Other | 12.315 | 131995.2883 | -50 | -50 | -50 | -50 | -50 | -50 | -50 | -50 | 46.3951
| Unit 1054 | CT Gas | 14.7 | 132009.9883 | -50 | -50 | -50 | -50 | -50 | -50 | -50 | 46.4157 | -50
| Unit 1055 | ST Coal | 153.2 | 132163.1883 | -50 | -50 | -50 | -50 | 46.4244 | -50 | -50 | -50 | -50
| Unit 1056 | Other | 3.284 | 132166.4723 | -50 | -50 | -50 | -50 | -50 | -50 | -50 | -50 | 46.5057
| Unit 1057 | CT Gas | 37.3 | 132203.7723 | -50 | -50 | -50 | -50 | -50 | -50 | -50 | 46.5926 | -50
| Unit 1058 | CT Gas | 78 | 132281.7723 | -50 | -50 | -50 | -50 | -50 | -50 | -50 | 46.7481 | -50
| Unit 1059 | Other | 1.4 | 132283.1723 | -50 | -50 | -50 | -50 | -50 | -50 | -50 | -50 | 46.9862
| Unit 1060 | CT Gas | 165.01 | 132448.1823 | -50 | -50 | -50 | -50 | -50 | -50 | -50 | 47.1942 | -50
| Unit 1061 | CT Gas | 78 | 132526.1823 | -50 | -50 | -50 | -50 | -50 | -50 | -50 | 47.2742 | -50
| Unit 1062 | CT Gas | 14.9 | 132541.0823 | -50 | -50 | -50 | -50 | -50 | -50 | -50 | 47.3667 | -50
| Unit 1063 | CT Gas | 38.49 | 132579.5723 | -50 | -50 | -50 | -50 | -50 | -50 | -50 | 47.4425 | -50
| Unit 1064 | ST / IC Gas | 117.24 | 132696.8123 | -50 | -50 | -50 | -50 | -50 | -50 | 47.607 | -50 | -50
| Unit 1065 | CT Gas | 35 | 132731.8123 | -50 | -50 | -50 | -50 | -50 | -50 | -50 | 47.7827 | -50
| Unit 1066 | ST / IC Gas | 105.7 | 132837.5123 | -50 | -50 | -50 | -50 | -50 | -50 | 47.8671 | -50 | -50
| Unit 1067 | CT Gas | 165.01 | 133002.5223 | -50 | -50 | -50 | -50 | -50 | -50 | -50 | 47.8869 | -50
| Unit 1068 | ST Coal | 65.1 | 133067.6223 | -50 | -50 | -50 | -50 | 48.0083 | -50 | -50 | -50 | -50
| Unit 1069 | CT Gas | 17 | 133084.6223 | -50 | -50 | -50 | -50 | -50 | -50 | -50 | 48.2583 | -50
| Unit 1070 | CT Gas | 17 | 133101.6223 | -50 | -50 | -50 | -50 | -50 | -50 | -50 | 48.354 | -50
| Unit 1071 | ST / IC Gas | 128.77 | 133230.3923 | -50 | -50 | -50 | -50 | -50 | -50 | 48.4571 | -50 | -50
| Unit 1072 | Other | 14.5317 | 133244.924 | -50 | -50 | -50 | -50 | -50 | -50 | -50 | -50 | 48.5498
| Unit 1073 | Other | 26.4362 | 133271.3602 | -50 | -50 | -50 | -50 | -50 | -50 | -50 | -50 | 48.555
| Unit 1074 | CT Gas | 18 | 133289.3602 | -50 | -50 | -50 | -50 | -50 | -50 | -50 | 49.2661 | -50
| Unit 1075 | ST / IC Gas | 5.57 | 133294.9302 | -50 | -50 | -50 | -50 | -50 | -50 | 49.4359 | -50 | -50
| Unit 1076 | ST / IC Gas | 5.57 | 133300.5002 | -50 | -50 | -50 | -50 | -50 | -50 | 49.4405 | -50 | -50
| Unit 1077 | Other | 3.3 | 133303.8002 | -50 | -50 | -50 | -50 | -50 | -50 | -50 | -50 | 49.5869
| Unit 1078 | Other | 3.3 | 133307.1002 | -50 | -50 | -50 | -50 | -50 | -50 | -50 | -50 | 49.5991
| Unit 1079 | Other | 2.6518 | 133309.752 | -50 | -50 | -50 | -50 | -50 | -50 | -50 | -50 | 50.0692
| Unit 1080 | CT Gas | 34.95 | 133344.702 | -50 | -50 | -50 | -50 | -50 | -50 | -50 | 50.2592 | -50
| Unit 1081 | CT Gas | 34.6 | 133379.302 | -50 | -50 | -50 | -50 | -50 | -50 | -50 | 50.2974 | -50
| Unit 1082 | CT Gas | 35.11 | 133414.412 | -50 | -50 | -50 | -50 | -50 | -50 | -50 | 50.3264 | -50
| Unit 1083 | ST / IC Gas | 173 | 133587.412 | -50 | -50 | -50 | -50 | -50 | -50 | 50.4541 | -50 | -50
| Unit 1084 | Other | 3.284 | 133590.696 | -50 | -50 | -50 | -50 | -50 | -50 | -50 | -50 | 50.4984
| Unit 1085 | Other | 41.1321 | 133631.8281 | -50 | -50 | -50 | -50 | -50 | -50 | -50 | -50 | 50.5929
| Unit 1086 | Other | 3.3 | 133635.1281 | -50 | -50 | -50 | -50 | -50 | -50 | -50 | -50 | 50.9143
| Unit 1087 | Other | 32.5116 | 133667.6397 | -50 | -50 | -50 | -50 | -50 | -50 | -50 | -50 | 51.0684
| Unit 1088 | CT Gas | 11.3 | 133678.9397 | -50 | -50 | -50 | -50 | -50 | -50 | -50 | 51.4832 | -50
| Unit 1089 | ST Coal | 34.04 | 133712.9797 | -50 | -50 | -50 | -50 | 51.9388 | -50 | -50 | -50 | -50
| Unit 1090 | ST Coal | 70.01 | 133782.9897 | -50 | -50 | -50 | -50 | 52.0513 | -50 | -50 | -50 | -50
| Unit 1091 | CT Gas | 15.81 | 133798.7997 | -50 | -50 | -50 | -50 | -50 | -50 | -50 | 52.2214 | -50
| Unit 1092 | Other | 1 | 133799.7997 | -50 | -50 | -50 | -50 | -50 | -50 | -50 | -50 | 52.3244
| Unit 1093 | ST / IC Gas | 37.5 | 133837.2997 | -50 | -50 | -50 | -50 | -50 | -50 | 52.4672 | -50 | -50
| Unit 1094 | Other | 3.3 | 133840.5997 | -50 | -50 | -50 | -50 | -50 | -50 | -50 | -50 | 52.5987
| Unit 1095 | CT Gas | 75 | 133915.5997 | -50 | -50 | -50 | -50 | -50 | -50 | -50 | 52.7362 | -50
| Unit 1096 | CT Gas | 75 | 133990.5997 | -50 | -50 | -50 | -50 | -50 | -50 | -50 | 52.7384 | -50
| Unit 1097 | Other | 2.463 | 133993.0627 | -50 | -50 | -50 | -50 | -50 | -50 | -50 | -50 | 52.8722
| Unit 1098 | CC | 22 | 134015.0627 | -50 | -50 | -50 | -50 | -50 | 53.4068 | -50 | -50 | -50
| Unit 1099 | Other | 2.6518 | 134017.7146 | -50 | -50 | -50 | -50 | -50 | -50 | -50 | -50 | 54.1368
| Unit 1100 | Other | 28.735 | 134046.4496 | -50 | -50 | -50 | -50 | -50 | -50 | -50 | -50 | 54.2202
| Unit 1101 | CT Gas | 17.4 | 134063.8496 | -50 | -50 | -50 | -50 | -50 | -50 | -50 | 54.4845 | -50
| Unit 1102 | ST / IC Gas | 92.25 | 134156.0996 | -50 | -50 | -50 | -50 | -50 | -50 | 54.4998 | -50 | -50
| Unit 1103 | ST / IC Gas | 7.21 | 134163.3096 | -50 | -50 | -50 | -50 | -50 | -50 | 54.94 | -50 | -50
| Unit 1104 | ST / IC Gas | 42.76 | 134206.0696 | -50 | -50 | -50 | -50 | -50 | -50 | 55.0235 | -50 | -50
| Unit 1105 | ST / IC Gas | 17.59 | 134223.6596 | -50 | -50 | -50 | -50 | -50 | -50 | 55.0458 | -50 | -50
| Unit 1106 | Other | 8.21 | 134231.8696 | -50 | -50 | -50 | -50 | -50 | -50 | -50 | -50 | 55.3944
| Unit 1107 | Other | 1.6 | 134233.4696 | -50 | -50 | -50 | -50 | -50 | -50 | -50 | -50 | 55.4979
| Unit 1108 | CT Gas | 15 | 134248.4696 | -50 | -50 | -50 | -50 | -50 | -50 | -50 | 55.6929 | -50
| Unit 1109 | CT Gas | 15 | 134263.4696 | -50 | -50 | -50 | -50 | -50 | -50 | -50 | 56.0388 | -50
| Unit 1110 | CT Gas | 15 | 134278.4696 | -50 | -50 | -50 | -50 | -50 | -50 | -50 | 56.0388 | -50
| Unit 1111 | ST / IC Gas | 120.12 | 134398.5896 | -50 | -50 | -50 | -50 | -50 | -50 | 56.0736 | -50 | -50
| Unit 1112 | Other | 7.389 | 134405.9786 | -50 | -50 | -50 | -50 | -50 | -50 | -50 | -50 | 56.2931
| Unit 1113 | Other | 3.284 | 134409.2626 | -50 | -50 | -50 | -50 | -50 | -50 | -50 | -50 | 56.7727
| Unit 1114 | Other | 8.21 | 134417.4726 | -50 | -50 | -50 | -50 | -50 | -50 | -50 | -50 | 56.8242
| Unit 1115 | CT Gas | 28 | 134445.4726 | -50 | -50 | -50 | -50 | -50 | -50 | -50 | 57.0823 | -50
| Unit 1116 | ST / IC Gas | 202.99 | 134648.4626 | -50 | -50 | -50 | -50 | -50 | -50 | 57.6297 | -50 | -50
| Unit 1117 | CT Gas | 18.8 | 134667.2626 | -50 | -50 | -50 | -50 | -50 | -50 | -50 | 57.8377 | -50
| Unit 1118 | CT Gas | 18.8 | 134686.0626 | -50 | -50 | -50 | -50 | -50 | -50 | -50 | 57.9128 | -50
| Unit 1119 | CT Gas | 18.8 | 134704.8626 | -50 | -50 | -50 | -50 | -50 | -50 | -50 | 57.9128 | -50
| Unit 1120 | Other | 1.6 | 134706.4626 | -50 | -50 | -50 | -50 | -50 | -50 | -50 | -50 | 57.9991
| Unit 1121 | Other | 7.7913 | 134714.2539 | -50 | -50 | -50 | -50 | -50 | -50 | -50 | -50 | 58.0923
| Unit 1122 | ST / IC Gas | 9.61 | 134723.8639 | -50 | -50 | -50 | -50 | -50 | -50 | 58.2496 | -50 | -50
| Unit 1123 | CT Gas | 15 | 134738.8639 | -50 | -50 | -50 | -50 | -50 | -50 | -50 | 58.6205 | -50
| Unit 1124 | CT Gas | 14 | 134752.8639 | -50 | -50 | -50 | -50 | -50 | -50 | -50 | 59.4897 | -50
| Unit 1125 | CT Gas | 14 | 134766.8639 | -50 | -50 | -50 | -50 | -50 | -50 | -50 | 59.4897 | -50
| Unit 1126 | CT Gas | 14 | 134780.8639 | -50 | -50 | -50 | -50 | -50 | -50 | -50 | 59.6401 | -50
| Unit 1127 | CT Gas | 14.72 | 134795.5839 | -50 | -50 | -50 | -50 | -50 | -50 | -50 | 59.6692 | -50
| Unit 1128 | CT Gas | 14 | 134809.5839 | -50 | -50 | -50 | -50 | -50 | -50 | -50 | 60.0713 | -50
| Unit 1129 | Other | 0.8 | 134810.3839 | -50 | -50 | -50 | -50 | -50 | -50 | -50 | -50 | 60.2896
| Unit 1130 | CT Gas | 30 | 134840.3839 | -50 | -50 | -50 | -50 | -50 | -50 | -50 | 60.4618 | -50
| Unit 1131 | CT Gas | 30 | 134870.3839 | -50 | -50 | -50 | -50 | -50 | -50 | -50 | 60.4623 | -50
| Unit 1132 | CT Gas | 14 | 134884.3839 | -50 | -50 | -50 | -50 | -50 | -50 | -50 | 60.7913 | -50
| Unit 1133 | CT Gas | 14 | 134898.3839 | -50 | -50 | -50 | -50 | -50 | -50 | -50 | 60.7913 | -50
| Unit 1134 | CT Gas | 14 | 134912.3839 | -50 | -50 | -50 | -50 | -50 | -50 | -50 | 60.7913 | -50
| Unit 1135 | CT Gas | 14 | 134926.3839 | -50 | -50 | -50 | -50 | -50 | -50 | -50 | 60.9508 | -50
| Unit 1136 | CT Gas | 29 | 134955.3839 | -50 | -50 | -50 | -50 | -50 | -50 | -50 | 61.7355 | -50
| Unit 1137 | ST / IC Gas | 7.5 | 134962.8839 | -50 | -50 | -50 | -50 | -50 | -50 | 62.8568 | -50 | -50
| Unit 1138 | CT Gas | 17.5 | 134980.3839 | -50 | -50 | -50 | -50 | -50 | -50 | -50 | 63.0521 | -50
| Unit 1139 | Other | 1.642 | 134982.0259 | -50 | -50 | -50 | -50 | -50 | -50 | -50 | -50 | 63.9247
| Unit 1140 | Other | 2.463 | 134984.4889 | -50 | -50 | -50 | -50 | -50 | -50 | -50 | -50 | 64.0504
| Unit 1141 | Other | 11.494 | 134995.9829 | -50 | -50 | -50 | -50 | -50 | -50 | -50 | -50 | 64.111
| Unit 1142 | CT Gas | 107 | 135102.9829 | -50 | -50 | -50 | -50 | -50 | -50 | -50 | 64.1639 | -50
| Unit 1143 | CT Gas | 88 | 135190.9829 | -50 | -50 | -50 | -50 | -50 | -50 | -50 | 64.2499 | -50
| Unit 1144 | Other | 18.5546 | 135209.5375 | -50 | -50 | -50 | -50 | -50 | -50 | -50 | -50 | 64.7638
| Unit 1145 | CT Gas | 8.21 | 135217.7475 | -50 | -50 | -50 | -50 | -50 | -50 | -50 | 66.5792 | -50
| Unit 1146 | CT Gas | 16 | 135233.7475 | -50 | -50 | -50 | -50 | -50 | -50 | -50 | 68.3375 | -50
| Unit 1147 | CT Gas | 15 | 135248.7475 | -50 | -50 | -50 | -50 | -50 | -50 | -50 | 68.6233 | -50
| Unit 1148 | Other | 5.3 | 135254.0475 | -50 | -50 | -50 | -50 | -50 | -50 | -50 | -50 | 70.3
| Unit 1149 | ST / IC Gas | 4.52 | 135258.5675 | -50 | -50 | -50 | -50 | -50 | -50 | 76.4639 | -50 | -50
| Unit 1150 | ST Coal | 10.5 | 135269.0675 | -50 | -50 | -50 | -50 | 95.871 | -50 | -50 | -50 | -50
| Unit 1151 | CT Gas | 75 | 135344.0675 | -50 | -50 | -50 | -50 | -50 | -50 | -50 | 98.6302 | -50
| Unit 1152 | ST Coal | 7.19 | 135351.2575 | -50 | -50 | -50 | -50 | 109.8434 | -50 | -50 | -50 | -50
| Unit 1153 | Other | 50.3 | 135401.5575 | -50 | -50 | -50 | -50 | -50 | -50 | -50 | -50 | 111.1313
| Unit 1154 | CT Gas | 72 | 135473.5575 | -50 | -50 | -50 | -50 | -50 | -50 | -50 | 115.9123 | -50
| Unit 1155 | Other | 6.13 | 135479.6875 | -50 | -50 | -50 | -50 | -50 | -50 | -50 | -50 | 120.0593
| Unit 1156 | Other | 11 | 135490.6875 | -50 | -50 | -50 | -50 | -50 | -50 | -50 | -50 | 130.0844
| Unit 1157 | CC | 36.1 | 135526.7875 | -50 | -50 | -50 | -50 | -50 | 132.7612 | -50 | -50 | -50
| Unit 1158 | CC | 36.1 | 135562.8875 | -50 | -50 | -50 | -50 | -50 | 132.7612 | -50 | -50 | -50
| Unit 1159 | CC | 36.1 | 135598.9875 | -50 | -50 | -50 | -50 | -50 | 132.7612 | -50 | -50 | -50
| Unit 1160 | CC | 36.1 | 135635.0875 | -50 | -50 | -50 | -50 | -50 | 132.7612 | -50 | -50 | -50
| Unit 1161 | Other | 9 | 135644.0875 | -50 | -50 | -50 | -50 | -50 | -50 | -50 | -50 | 139.4015
| Unit 1162 | Other | 13 | 135657.0875 | -50 | -50 | -50 | -50 | -50 | -50 | -50 | -50 | 144.2988
| Unit 1163 | Other | 14 | 135671.0875 | -50 | -50 | -50 | -50 | -50 | -50 | -50 | -50 | 144.7787
| Unit 1164 | Other | 47.3 | 135718.3875 | -50 | -50 | -50 | -50 | -50 | -50 | -50 | -50 | 164.4631
| Unit 1165 | Other | 47.07 | 135765.4575 | -50 | -50 | -50 | -50 | -50 | -50 | -50 | -50 | 182.1026
| Unit 1166 | CT Gas | 10 | 135775.4575 | -50 | -50 | -50 | -50 | -50 | -50 | -50 | 216.5333 | -50
| Unit 1167 | Other | 26.28 | 135801.7375 | -50 | -50 | -50 | -50 | -50 | -50 | -50 | -50 | 295
| Unit 1168 | Other | 18 | 135819.7375 | -50 | -50 | -50 | -50 | -50 | -50 | -50 | -50 | 295
| Unit 1169 | Other | 3.85 | 135823.5875 | -50 | -50 | -50 | -50 | -50 | -50 | -50 | -50 | 295
| Unit 1170 | CT Gas | 76 | 135899.5875 | -50 | -50 | -50 | -50 | -50 | -50 | -50 | 295 | -50
| Unit 1171 | ST / IC Gas | 500.01 | 136399.5975 | -50 | -50 | -50 | -50 | -50 | -50 | 295 | -50 | -50
| Unit 1172 | CT Gas | 75 | 136474.5975 | -50 | -50 | -50 | -50 | -50 | -50 | -50 | 295 | -50
| Unit 1173 | CT Gas | 14 | 136488.5975 | -50 | -50 | -50 | -50 | -50 | -50 | -50 | 295 | -50
| Unit 1174 | Other | 29.11 | 136517.7075 | -50 | -50 | -50 | -50 | -50 | -50 | -50 | -50 | 295
| Unit 1175 | CT Gas | 50 | 136567.7075 | -50 | -50 | -50 | -50 | -50 | -50 | -50 | 295 | -50
| Unit 1176 | CT Gas | 12 | 136579.7075 | -50 | -50 | -50 | -50 | -50 | -50 | -50 | 295 | -50
| Unit 1177 | CT Gas | 17.4 | 136597.1075 | -50 | -50 | -50 | -50 | -50 | -50 | -50 | 295 | -50
| Unit 1178 | Other | 25 | 136622.1075 | -50 | -50 | -50 | -50 | -50 | -50 | -50 | -50 | 295
| Unit 1179 | CT Gas | 18.1 | 136640.2075 | -50 | -50 | -50 | -50 | -50 | -50 | -50 | 295 | -50
| Unit 1180 | Other | 24.9 | 136665.1075 | -50 | -50 | -50 | -50 | -50 | -50 | -50 | -50 | 295
| Unit 1181 | CT Gas | 10.95 | 136676.0575 | -50 | -50 | -50 | -50 | -50 | -50 | -50 | 295 | -50
| Unit 1182 | Other | 43 | 136719.0575 | -50 | -50 | -50 | -50 | -50 | -50 | -50 | -50 | 295
| Unit 1183 | CT Gas | 16 | 136735.0575 | -50 | -50 | -50 | -50 | -50 | -50 | -50 | 295 | -50
| Unit 1184 | CT Gas | 67.45 | 136802.5075 | -50 | -50 | -50 | -50 | -50 | -50 | -50 | 295 | -50
| Unit 1185 | Other | 21 | 136823.5075 | -50 | -50 | -50 | -50 | -50 | -50 | -50 | -50 | 295
| Unit 1186 | CT Gas | 78 | 136901.5075 | -50 | -50 | -50 | -50 | -50 | -50 | -50 | 295 | -50
| Unit 1187 | Other | 5.26 | 136906.7675 | -50 | -50 | -50 | -50 | -50 | -50 | -50 | -50 | 295
| Unit 1188 | Other | 8 | 136914.7675 | -50 | -50 | -50 | -50 | -50 | -50 | -50 | -50 | 295
| Unit 1189 | Other | 11 | 136925.7675 | -50 | -50 | -50 | -50 | -50 | -50 | -50 | -50 | 295
| Unit 1190 | CT Gas | 76 | 137001.7675 | -50 | -50 | -50 | -50 | -50 | -50 | -50 | 295 | -50
| Unit 1191 | Other | 13.14 | 137014.9075 | -50 | -50 | -50 | -50 | -50 | -50 | -50 | -50 | 295
| Unit 1192 | CT Gas | 58.1 | 137073.0075 | -50 | -50 | -50 | -50 | -50 | -50 | -50 | 295 | -50
| Unit 1193 | Other | 21 | 137094.0075 | -50 | -50 | -50 | -50 | -50 | -50 | -50 | -50 | 295
| Unit 1194 | Other | 55 | 137149.0075 | -50 | -50 | -50 | -50 | -50 | -50 | -50 | -50 | 295
| Unit 1195 | Other | 13 | 137162.0075 | -50 | -50 | -50 | -50 | -50 | -50 | -50 | -50 | 295
| Unit 1196 | Other | 13 | 137175.0075 | -50 | -50 | -50 | -50 | -50 | -50 | -50 | -50 | 295
| Unit 1197 | CT Gas | 7.01 | 137182.0175 | -50 | -50 | -50 | -50 | -50 | -50 | -50 | 295 | -50
| Unit 1198 | Other | 5 | 137187.0175 | -50 | -50 | -50 | -50 | -50 | -50 | -50 | -50 | 295
| Unit 1199 | Other | 5 | 137192.0175 | -50 | -50 | -50 | -50 | -50 | -50 | -50 | -50 | 295
| Unit 1200 | Other | 55.19 | 137247.2075 | -50 | -50 | -50 | -50 | -50 | -50 | -50 | -50 | 295
| Unit 1201 | Other | 19.3 | 137266.5075 | -50 | -50 | -50 | -50 | -50 | -50 | -50 | -50 | 295
| Unit 1202 | CT Gas | 35.6 | 137302.1075 | -50 | -50 | -50 | -50 | -50 | -50 | -50 | 295 | -50
| Unit 1203 | CT Gas | 9.58 | 137311.6875 | -50 | -50 | -50 | -50 | -50 | -50 | -50 | 295 | -50
| Unit 1204 | CT Gas | 11 | 137322.6875 | -50 | -50 | -50 | -50 | -50 | -50 | -50 | 295 | -50
| Unit 1205 | Other | 20 | 137342.6875 | -50 | -50 | -50 | -50 | -50 | -50 | -50 | -50 | 295
| Unit 1206 | ST Coal | 29.4 | 137372.0875 | -50 | -50 | -50 | -50 | 295 | -50 | -50 | -50 | -50
| Unit 1207 | ST Coal | 152.1 | 137524.1875 | -50 | -50 | -50 | -50 | 295 | -50 | -50 | -50 | -50
| Unit 1208 | CT Gas | 58.5 | 137582.6875 | -50 | -50 | -50 | -50 | -50 | -50 | -50 | 295 | -50
| Unit 1209 | Other | 23.8 | 137606.4875 | -50 | -50 | -50 | -50 | -50 | -50 | -50 | -50 | 295
| Unit 1210 | Other | 13 | 137619.4875 | -50 | -50 | -50 | -50 | -50 | -50 | -50 | -50 | 295
| Unit 1211 | CT Gas | 65 | 137684.4875 | -50 | -50 | -50 | -50 | -50 | -50 | -50 | 295 | -50
| Unit 1212 | CT Gas | 13 | 137697.4875 | -50 | -50 | -50 | -50 | -50 | -50 | -50 | 295 | -50
| Unit 1213 | CT Gas | 84.3 | 137781.7875 | -50 | -50 | -50 | -50 | -50 | -50 | -50 | 295 | -50
| Unit 1214 | Other | 35.1 | 137816.8875 | -50 | -50 | -50 | -50 | -50 | -50 | -50 | -50 | 295
| Unit 1215 | ST / IC Gas | 45 | 137861.8875 | -50 | -50 | -50 | -50 | -50 | -50 | 295 | -50 | -50
| Unit 1216 | CT Gas | 14 | 137875.8875 | -50 | -50 | -50 | -50 | -50 | -50 | -50 | 295 | -50
| Unit 1217 | Other | 19.1 | 137894.9875 | -50 | -50 | -50 | -50 | -50 | -50 | -50 | -50 | 295
| Unit 1218 | CT Gas | 70 | 137964.9875 | -50 | -50 | -50 | -50 | -50 | -50 | -50 | 295 | -50
| Unit 1219 | Other | 20 | 137984.9875 | -50 | -50 | -50 | -50 | -50 | -50 | -50 | -50 | 295
| Unit 1220 | CT Gas | 55 | 138039.9875 | -50 | -50 | -50 | -50 | -50 | -50 | -50 | 295 | -50
| Unit 1221 | Other | 55 | 138094.9875 | -50 | -50 | -50 | -50 | -50 | -50 | -50 | -50 | 295
| Unit 1222 | ST / IC Gas | 118.99 | 138213.9775 | -50 | -50 | -50 | -50 | -50 | -50 | 295 | -50 | -50
| Unit 1223 | CT Gas | 16 | 138229.9775 | -50 | -50 | -50 | -50 | -50 | -50 | -50 | 295 | -50
| Unit 1224 | Other | 55 | 138284.9775 | -50 | -50 | -50 | -50 | -50 | -50 | -50 | -50 | 295
| Unit 1225 | Other | 16 | 138300.9775 | -50 | -50 | -50 | -50 | -50 | -50 | -50 | -50 | 295
| Unit 1226 | CT Gas | 22.3 | 138323.2775 | -50 | -50 | -50 | -50 | -50 | -50 | -50 | 295 | -50
| Unit 1227 | Other | 55 | 138378.2775 | -50 | -50 | -50 | -50 | -50 | -50 | -50 | -50 | 295
| Unit 1228 | CT Gas | 16 | 138394.2775 | -50 | -50 | -50 | -50 | -50 | -50 | -50 | 295 | -50
| Unit 1229 | Other | 55 | 138449.2775 | -50 | -50 | -50 | -50 | -50 | -50 | -50 | -50 | 295
| Unit 1230 | Other | 25 | 138474.2775 | -50 | -50 | -50 | -50 | -50 | -50 | -50 | -50 | 295
| Unit 1231 | ST / IC Gas | 24.98 | 138499.2575 | -50 | -50 | -50 | -50 | -50 | -50 | 295 | -50 | -50
| Unit 1232 | CT Gas | 10 | 138509.2575 | -50 | -50 | -50 | -50 | -50 | -50 | -50 | 295 | -50
| Unit 1233 | Other | 16 | 138525.2575 | -50 | -50 | -50 | -50 | -50 | -50 | -50 | -50 | 295
| Unit 1234 | Other | 21 | 138546.2575 | -50 | -50 | -50 | -50 | -50 | -50 | -50 | -50 | 295
| Unit 1235 | CT Gas | 47 | 138593.2575 | -50 | -50 | -50 | -50 | -50 | -50 | -50 | 295 | -50
| Unit 1236 | CT Gas | 155.99 | 138749.2475 | -50 | -50 | -50 | -50 | -50 | -50 | -50 | 295 | -50
| Unit 1237 | Other | 7.53 | 138756.7775 | -50 | -50 | -50 | -50 | -50 | -50 | -50 | -50 | 295
| Unit 1238 | CT Gas | 38 | 138794.7775 | -50 | -50 | -50 | -50 | -50 | -50 | -50 | 295 | -50
| Unit 1239 | Other | 18.5 | 138813.2775 | -50 | -50 | -50 | -50 | -50 | -50 | -50 | -50 | 295
| Unit 1240 | Other | 56.94 | 138870.2175 | -50 | -50 | -50 | -50 | -50 | -50 | -50 | -50 | 295
| Unit 1241 | ST Coal | 180 | 139074.2175 | -50 | -50 | -50 | -50 | 295 | -50 | -50 | -50 | -50
| Unit 1242 | Other | 9.64 | 139083.8575 | -50 | -50 | -50 | -50 | -50 | -50 | -50 | -50 | 295
| Unit 1243 | Other | 17 | 139100.8575 | -50 | -50 | -50 | -50 | -50 | -50 | -50 | -50 | 295
| Unit 1244 | CT Gas | 14.5 | 139115.3575 | -50 | -50 | -50 | -50 | -50 | -50 | -50 | 295 | -50
| Unit 1245 | Other | 19.3 | 139134.6575 | -50 | -50 | -50 | -50 | -50 | -50 | -50 | -50 | 295
| Unit 1246 | ST / IC Gas | 418.01 | 139552.6675 | -50 | -50 | -50 | -50 | -50 | -50 | 295 | -50 | -50
| Unit 1247 | Other | 18 | 139570.6675 | -50 | -50 | -50 | -50 | -50 | -50 | -50 | -50 | 295
| Unit 1248 | Other | 17 | 139587.6675 | -50 | -50 | -50 | -50 | -50 | -50 | -50 | -50 | 295
| Unit 1249 | Other | 52.5 | 139640.1675 | -50 | -50 | -50 | -50 | -50 | -50 | -50 | -50 | 295
| Unit 1250 | CC | 43.59 | 139683.7575 | -50 | -50 | -50 | -50 | -50 | 295 | -50 | -50 | -50
| Unit 1251 | Other | 13 | 139696.7575 | -50 | -50 | -50 | -50 | -50 | -50 | -50 | -50 | 295
| Unit 1252 | CT Gas | 74.5 | 139771.2575 | -50 | -50 | -50 | -50 | -50 | -50 | -50 | 295 | -50
| Unit 1253 | ST / IC Gas | 42.76 | 139814.0175 | -50 | -50 | -50 | -50 | -50 | -50 | 295 | -50 | -50
| Unit 1254 | ST / IC Gas | 18.26 | 139832.2775 | -50 | -50 | -50 | -50 | -50 | -50 | 295 | -50 | -50
| Unit 1255 | CT Gas | 118 | 139950.2775 | -50 | -50 | -50 | -50 | -50 | -50 | -50 | 295 | -50
| Unit 1256 | Other | 88.6 | 140038.8775 | -50 | -50 | -50 | -50 | -50 | -50 | -50 | -50 | 295
| Unit 1257 | ST / IC Gas | 151.99 | 140190.8675 | -50 | -50 | -50 | -50 | -50 | -50 | 295 | -50 | -50
| Unit 1258 | Other | 6 | 140196.8675 | -50 | -50 | -50 | -50 | -50 | -50 | -50 | -50 | 295
| Unit 1259 | Other | 27.5 | 140224.3675 | -50 | -50 | -50 | -50 | -50 | -50 | -50 | -50 | 295
| Unit 1260 | CT Gas | 114.5 | 140338.8675 | -50 | -50 | -50 | -50 | -50 | -50 | -50 | 295 | -50
| Unit 1261 | CT Gas | 76 | 140414.8675 | -50 | -50 | -50 | -50 | -50 | -50 | -50 | 295 | -50
| Unit 1262 | CT Gas | 75 | 140489.8675 | -50 | -50 | -50 | -50 | -50 | -50 | -50 | 295 | -50
| Unit 1263 | Other | 29.36 | 140519.2275 | -50 | -50 | -50 | -50 | -50 | -50 | -50 | -50 | 295
| Unit 1264 | CT Gas | 65 | 140584.2275 | -50 | -50 | -50 | -50 | -50 | -50 | -50 | 295 | -50
| Unit 1265 | CT Gas | 16.6 | 140600.8275 | -50 | -50 | -50 | -50 | -50 | -50 | -50 | 295 | -50
| Unit 1266 | CT Gas | 20.4 | 140621.2275 | -50 | -50 | -50 | -50 | -50 | -50 | -50 | 295 | -50
| Unit 1267 | Other | 24.1 | 140645.3275 | -50 | -50 | -50 | -50 | -50 | -50 | -50 | -50 | 295
| Unit 1268 | Other | 43 | 140688.3275 | -50 | -50 | -50 | -50 | -50 | -50 | -50 | -50 | 295
| Unit 1269 | CT Gas | 16 | 140704.3275 | -50 | -50 | -50 | -50 | -50 | -50 | -50 | 295 | -50
| Unit 1270 | CT Gas | 67.45 | 140771.7775 | -50 | -50 | -50 | -50 | -50 | -50 | -50 | 295 | -50
| Unit 1271 | CT Gas | 78 | 140849.7775 | -50 | -50 | -50 | -50 | -50 | -50 | -50 | 295 | -50
| Unit 1272 | CT Gas | 67.8 | 140917.5775 | -50 | -50 | -50 | -50 | -50 | -50 | -50 | 295 | -50
| Unit 1273 | Other | 13 | 140930.5775 | -50 | -50 | -50 | -50 | -50 | -50 | -50 | -50 | 295
| Unit 1274 | Other | 55.19 | 140985.7675 | -50 | -50 | -50 | -50 | -50 | -50 | -50 | -50 | 295
| Unit 1275 | CT Gas | 10.26 | 140996.0275 | -50 | -50 | -50 | -50 | -50 | -50 | -50 | 295 | -50
| Unit 1276 | Other | 3.07 | 140999.0975 | -50 | -50 | -50 | -50 | -50 | -50 | -50 | -50 | 295
| Unit 1277 | Other | 20 | 141019.0975 | -50 | -50 | -50 | -50 | -50 | -50 | -50 | -50 | 295
| Unit 1278 | CT Gas | 13 | 141032.0975 | -50 | -50 | -50 | -50 | -50 | -50 | -50 | 295 | -50
| Unit 1279 | ST Coal | 158.09 | 141190.1875 | -50 | -50 | -50 | -50 | 295 | -50 | -50 | -50 | -50
| Unit 1280 | CT Gas | 56 | 141246.1875 | -50 | -50 | -50 | -50 | -50 | -50 | -50 | 295 | -50
| Unit 1281 | Other | 24 | 141270.1875 | -50 | -50 | -50 | -50 | -50 | -50 | -50 | -50 | 295
| Unit 1282 | CT Gas | 83.4 | 141353.5875 | -50 | -50 | -50 | -50 | -50 | -50 | -50 | 295 | -50
| Unit 1283 | Other | 21.9 | 141375.4875 | -50 | -50 | -50 | -50 | -50 | -50 | -50 | -50 | 295
| Unit 1284 | Other | 35.4 | 141410.8875 | -50 | -50 | -50 | -50 | -50 | -50 | -50 | -50 | 295
| Unit 1285 | CT Gas | 14 | 141424.8875 | -50 | -50 | -50 | -50 | -50 | -50 | -50 | 295 | -50
| Unit 1286 | CT Gas | 70 | 141494.8875 | -50 | -50 | -50 | -50 | -50 | -50 | -50 | 295 | -50
| Unit 1287 | CT Gas | 55 | 141549.8875 | -50 | -50 | -50 | -50 | -50 | -50 | -50 | 295 | -50
| Unit 1288 | CT Gas | 53 | 141602.8875 | -50 | -50 | -50 | -50 | -50 | -50 | -50 | 295 | -50
| Unit 1289 | CT Gas | 16 | 141618.8875 | -50 | -50 | -50 | -50 | -50 | -50 | -50 | 295 | -50
| Unit 1290 | Other | 16 | 141634.8875 | -50 | -50 | -50 | -50 | -50 | -50 | -50 | -50 | 295
| Unit 1291 | ST / IC Gas | 206.22 | 141841.1075 | -50 | -50 | -50 | -50 | -50 | -50 | 295 | -50 | -50
| Unit 1292 | CT Gas | 16 | 141857.1075 | -50 | -50 | -50 | -50 | -50 | -50 | -50 | 295 | -50
| Unit 1293 | ST / IC Gas | 12.11 | 141869.2175 | -50 | -50 | -50 | -50 | -50 | -50 | 295 | -50 | -50
| Unit 1294 | CT Gas | 47 | 141916.2175 | -50 | -50 | -50 | -50 | -50 | -50 | -50 | 295 | -50
| Unit 1295 | CT Gas | 38 | 141954.2175 | -50 | -50 | -50 | -50 | -50 | -50 | -50 | 295 | -50
| Unit 1296 | Other | 11.39 | 141965.6075 | -50 | -50 | -50 | -50 | -50 | -50 | -50 | -50 | 295
| Unit 1297 | ST Coal | 180 | 142145.6075 | -50 | -50 | -50 | -50 | 295 | -50 | -50 | -50 | -50
| Unit 1298 | CT Gas | 14.5 | 142160.1075 | -50 | -50 | -50 | -50 | -50 | -50 | -50 | 295 | -50
| Unit 1299 | CC | 90 | 142250.1075 | -50 | -50 | -50 | -50 | -50 | 295 | -50 | -50 | -50
| Unit 1300 | ST / IC Gas | 212.01 | 142462.1175 | -50 | -50 | -50 | -50 | -50 | -50 | 295 | -50 | -50
| Unit 1301 | CC | 42.91 | 142505.0275 | -50 | -50 | -50 | -50 | -50 | 295 | -50 | -50 | -50
| Unit 1302 | Other | 13 | 142518.0275 | -50 | -50 | -50 | -50 | -50 | -50 | -50 | -50 | 295
| Unit 1303 | CT Gas | 73 | 142591.0275 | -50 | -50 | -50 | -50 | -50 | -50 | -50 | 295 | -50
| Unit 1304 | CT Gas | 48 | 142639.0275 | -50 | -50 | -50 | -50 | -50 | -50 | -50 | 295 | -50
| Unit 1305 | CT Gas | 70 | 142709.0275 | -50 | -50 | -50 | -50 | -50 | -50 | -50 | 295 | -50
| Unit 1306 | CT Gas | 76 | 142785.0275 | -50 | -50 | -50 | -50 | -50 | -50 | -50 | 295 | -50
| Unit 1307 | CT Gas | 75 | 142860.0275 | -50 | -50 | -50 | -50 | -50 | -50 | -50 | 295 | -50
| Unit 1308 | CT Gas | 105 | 142965.0275 | -50 | -50 | -50 | -50 | -50 | -50 | -50 | 295 | -50
| Unit 1309 | Other | 25.79 | 142990.8175 | -50 | -50 | -50 | -50 | -50 | -50 | -50 | -50 | 295
| Unit 1310 | ST / IC Gas | 105.7 | 143096.5175 | -50 | -50 | -50 | -50 | -50 | -50 | 295 | -50 | -50
| Unit 1311 | CT Gas | 16 | 143112.5175 | -50 | -50 | -50 | -50 | -50 | -50 | -50 | 295 | -50
| Unit 1312 | CT Gas | 67.45 | 143179.9675 | -50 | -50 | -50 | -50 | -50 | -50 | -50 | 295 | -50
| Unit 1313 | ST / IC Gas | 50 | 143229.9675 | -50 | -50 | -50 | -50 | -50 | -50 | 295 | -50 | -50
| Unit 1314 | CT Gas | 72 | 143301.9675 | -50 | -50 | -50 | -50 | -50 | -50 | -50 | 295 | -50
| Unit 1315 | Other | 15.4 | 143317.3675 | -50 | -50 | -50 | -50 | -50 | -50 | -50 | -50 | 295
| Unit 1316 | Other | 12 | 143329.3675 | -50 | -50 | -50 | -50 | -50 | -50 | -50 | -50 | 295
| Unit 1317 | Other | 6.2 | 143335.5675 | -50 | -50 | -50 | -50 | -50 | -50 | -50 | -50 | 295
| Unit 1318 | Other | 55.19 | 143390.7575 | -50 | -50 | -50 | -50 | -50 | -50 | -50 | -50 | 295
| Unit 1319 | CT Gas | 10.26 | 143401.0175 | -50 | -50 | -50 | -50 | -50 | -50 | -50 | 295 | -50
| Unit 1320 | Other | 20 | 143421.0175 | -50 | -50 | -50 | -50 | -50 | -50 | -50 | -50 | 295
| Unit 1321 | ST / IC Gas | 37.09 | 143458.1075 | -50 | -50 | -50 | -50 | -50 | -50 | 295 | -50 | -50
| Unit 1322 | CT Gas | 58 | 143516.1075 | -50 | -50 | -50 | -50 | -50 | -50 | -50 | 295 | -50
| Unit 1323 | CT Gas | 82.7 | 143598.8075 | -50 | -50 | -50 | -50 | -50 | -50 | -50 | 295 | -50
| Unit 1324 | ST / IC Gas | 55.73 | 143654.5375 | -50 | -50 | -50 | -50 | -50 | -50 | 295 | -50 | -50
| Unit 1325 | CT Gas | 14 | 143668.5375 | -50 | -50 | -50 | -50 | -50 | -50 | -50 | 295 | -50
| Unit 1326 | CT Gas | 55 | 143723.5375 | -50 | -50 | -50 | -50 | -50 | -50 | -50 | 295 | -50
| Unit 1327 | Other | 16 | 143739.5375 | -50 | -50 | -50 | -50 | -50 | -50 | -50 | -50 | 295
| Unit 1328 | Other | 0.8 | 143740.3375 | -50 | -50 | -50 | -50 | -50 | -50 | -50 | -50 | 295
| Unit 1329 | CT Gas | 16 | 143756.3375 | -50 | -50 | -50 | -50 | -50 | -50 | -50 | 295 | -50
| Unit 1330 | ST / IC Gas | 56.7 | 143813.0375 | -50 | -50 | -50 | -50 | -50 | -50 | 295 | -50 | -50
| Unit 1331 | ST / IC Gas | 5.77 | 143818.8075 | -50 | -50 | -50 | -50 | -50 | -50 | 295 | -50 | -50
| Unit 1332 | CT Gas | 47 | 143865.8075 | -50 | -50 | -50 | -50 | -50 | -50 | -50 | 295 | -50
| Unit 1333 | CT Gas | 83.5 | 143949.3075 | -50 | -50 | -50 | -50 | -50 | -50 | -50 | 295 | -50
| Unit 1334 | CT Gas | 120.6 | 144069.9075 | -50 | -50 | -50 | -50 | -50 | -50 | -50 | 295 | -50
| Unit 1335 | Other | 15 | 144084.9075 | -50 | -50 | -50 | -50 | -50 | -50 | -50 | -50 | 295
| Unit 1336 | ST / IC Gas | 67.27 | 144152.1775 | -50 | -50 | -50 | -50 | -50 | -50 | 295 | -50 | -50
| Unit 1337 | CT Gas | 14.5 | 144166.6775 | -50 | -50 | -50 | -50 | -50 | -50 | -50 | 295 | -50
| Unit 1338 | CT Gas | 14.02 | 144180.6975 | -50 | -50 | -50 | -50 | -50 | -50 | -50 | 295 | -50
| Unit 1339 | Other | 12 | 144192.6975 | -50 | -50 | -50 | -50 | -50 | -50 | -50 | -50 | 295
| Unit 1340 | CT Gas | 34 | 144226.6975 | -50 | -50 | -50 | -50 | -50 | -50 | -50 | 295 | -50
| Unit 1341 | ST / IC Gas | 501.61 | 144728.3075 | -50 | -50 | -50 | -50 | -50 | -50 | 295 | -50 | -50
| Unit 1342 | CT Gas | 76 | 144804.3075 | -50 | -50 | -50 | -50 | -50 | -50 | -50 | 295 | -50
| Unit 1343 | CT Gas | 75 | 144879.3075 | -50 | -50 | -50 | -50 | -50 | -50 | -50 | 295 | -50
| Unit 1344 | CT Gas | 105 | 144984.3075 | -50 | -50 | -50 | -50 | -50 | -50 | -50 | 295 | -50
| Unit 1345 | Other | 30.27 | 145014.5775 | -50 | -50 | -50 | -50 | -50 | -50 | -50 | -50 | 295
| Unit 1346 | CT Gas | 17.8 | 145032.3775 | -50 | -50 | -50 | -50 | -50 | -50 | -50 | 295 | -50
| Unit 1347 | Other | 4.38 | 145036.7575 | -50 | -50 | -50 | -50 | -50 | -50 | -50 | -50 | 295
| Unit 1348 | CT Gas | 16 | 145052.7575 | -50 | -50 | -50 | -50 | -50 | -50 | -50 | 295 | -50
| Unit 1349 | CT Gas | 67.45 | 145120.2075 | -50 | -50 | -50 | -50 | -50 | -50 | -50 | 295 | -50
| Unit 1350 | Other | 1.3136 | 145121.5211 | -50 | -50 | -50 | -50 | -50 | -50 | -50 | -50 | 295
| Unit 1351 | ST / IC Gas | 80 | 145201.5211 | -50 | -50 | -50 | -50 | -50 | -50 | 295 | -50 | -50
| Unit 1352 | CT Gas | 15 | 145216.5211 | -50 | -50 | -50 | -50 | -50 | -50 | -50 | 295 | -50
| Unit 1353 | Other | 55.19 | 145271.7111 | -50 | -50 | -50 | -50 | -50 | -50 | -50 | -50 | 295
| Unit 1354 | CT Gas | 10.26 | 145281.9711 | -50 | -50 | -50 | -50 | -50 | -50 | -50 | 295 | -50
| Unit 1355 | CT Gas | 58 | 145339.9711 | -50 | -50 | -50 | -50 | -50 | -50 | -50 | 295 | -50
| Unit 1356 | ST / IC Gas | 511.22 | 145851.1911 | -50 | -50 | -50 | -50 | -50 | -50 | 295 | -50 | -50
| Unit 1357 | CT Gas | 81.3 | 145932.4911 | -50 | -50 | -50 | -50 | -50 | -50 | -50 | 295 | -50
| Unit 1358 | CT Gas | 14 | 145946.4911 | -50 | -50 | -50 | -50 | -50 | -50 | -50 | 295 | -50
| Unit 1359 | CT Gas | 16 | 145962.4911 | -50 | -50 | -50 | -50 | -50 | -50 | -50 | 295 | -50
| Unit 1360 | ST / IC Gas | 34.59 | 145997.0811 | -50 | -50 | -50 | -50 | -50 | -50 | 295 | -50 | -50
| Unit 1361 | CT Gas | 75 | 146072.0811 | -50 | -50 | -50 | -50 | -50 | -50 | -50 | 295 | -50
| Unit 1362 | ST / IC Gas | 12.68 | 146084.7611 | -50 | -50 | -50 | -50 | -50 | -50 | 295 | -50 | -50
| Unit 1363 | Other | 5 | 146089.7611 | -50 | -50 | -50 | -50 | -50 | -50 | -50 | -50 | 295
| Unit 1364 | CT Gas | 47 | 146136.7611 | -50 | -50 | -50 | -50 | -50 | -50 | -50 | 295 | -50
| Unit 1365 | CT Gas | 14.5 | 146151.2611 | -50 | -50 | -50 | -50 | -50 | -50 | -50 | 295 | -50
| Unit 1366 | ST / IC Gas | 480.47 | 146631.7311 | -50 | -50 | -50 | -50 | -50 | -50 | 295 | -50 | -50
| Unit 1367 | CT Gas | 14.02 | 146645.7511 | -50 | -50 | -50 | -50 | -50 | -50 | -50 | 295 | -50
| Unit 1368 | Other | 14 | 146659.7511 | -50 | -50 | -50 | -50 | -50 | -50 | -50 | -50 | 295
| Unit 1369 | CT Gas | 30 | 146689.7511 | -50 | -50 | -50 | -50 | -50 | -50 | -50 | 295 | -50
| Unit 1370 | CT Gas | 70 | 146759.7511 | -50 | -50 | -50 | -50 | -50 | -50 | -50 | 295 | -50
| Unit 1371 | Other | 28.91 | 146788.6611 | -50 | -50 | -50 | -50 | -50 | -50 | -50 | -50 | 295
| Unit 1372 | CT Gas | 76 | 146864.6611 | -50 | -50 | -50 | -50 | -50 | -50 | -50 | 295 | -50
| Unit 1373 | Other | 17.7746 | 146882.4357 | -50 | -50 | -50 | -50 | -50 | -50 | -50 | -50 | 295
| Unit 1374 | CT Gas | 60.2 | 146942.6357 | -50 | -50 | -50 | -50 | -50 | -50 | -50 | 295 | -50
| Unit 1375 | CT Gas | 58.5 | 147001.1357 | -50 | -50 | -50 | -50 | -50 | -50 | -50 | 295 | -50
| Unit 1376 | CT Gas | 83 | 147084.1357 | -50 | -50 | -50 | -50 | -50 | -50 | -50 | 295 | -50
| Unit 1377 | Other | 6.66 | 147090.7957 | -50 | -50 | -50 | -50 | -50 | -50 | -50 | -50 | 295
| Unit 1378 | Other | 16 | 147106.7957 | -50 | -50 | -50 | -50 | -50 | -50 | -50 | -50 | 295
| Unit 1379 | Other | 23 | 147129.7957 | -50 | -50 | -50 | -50 | -50 | -50 | -50 | -50 | 295
| Unit 1380 | Other | 18 | 147147.7957 | -50 | -50 | -50 | -50 | -50 | -50 | -50 | -50 | 295
| Unit 1381 | CT Gas | 14.6 | 147162.3957 | -50 | -50 | -50 | -50 | -50 | -50 | -50 | 295 | -50
| Unit 1382 | CT Gas | 15 | 147177.3957 | -50 | -50 | -50 | -50 | -50 | -50 | -50 | 295 | -50
| Unit 1383 | CT Gas | 116 | 147293.3957 | -50 | -50 | -50 | -50 | -50 | -50 | -50 | 295 | -50
| Unit 1384 | Other | 5 | 147298.3957 | -50 | -50 | -50 | -50 | -50 | -50 | -50 | -50 | 295
| Unit 1385 | Other | 38.9 | 147337.2957 | -50 | -50 | -50 | -50 | -50 | -50 | -50 | -50 | 295
| Unit 1386 | ST / IC Gas | 537.17 | 147874.4657 | -50 | -50 | -50 | -50 | -50 | -50 | 295 | -50 | -50
| Unit 1387 | CT Gas | 76 | 147950.4657 | -50 | -50 | -50 | -50 | -50 | -50 | -50 | 295 | -50
| Unit 1388 | ST / IC Gas | 33.63 | 147984.0957 | -50 | -50 | -50 | -50 | -50 | -50 | 295 | -50 | -50
| Unit 1389 | CT Gas | 61 | 148045.0957 | -50 | -50 | -50 | -50 | -50 | -50 | -50 | 295 | -50
| Unit 1390 | CT Gas | 84.9 | 148129.9957 | -50 | -50 | -50 | -50 | -50 | -50 | -50 | 295 | -50
| Unit 1391 | Other | 16 | 148145.9957 | -50 | -50 | -50 | -50 | -50 | -50 | -50 | -50 | 295
| Unit 1392 | Other | 19 | 148164.9957 | -50 | -50 | -50 | -50 | -50 | -50 | -50 | -50 | 295
| Unit 1393 | CT Gas | 14.6 | 148179.5957 | -50 | -50 | -50 | -50 | -50 | -50 | -50 | 295 | -50
| Unit 1394 | Other | 20.7 | 148200.2957 | -50 | -50 | -50 | -50 | -50 | -50 | -50 | -50 | 295
| Unit 1395 | Other | 5 | 148205.2957 | -50 | -50 | -50 | -50 | -50 | -50 | -50 | -50 | 295
| Unit 1396 | Other | 36.27 | 148241.5657 | -50 | -50 | -50 | -50 | -50 | -50 | -50 | -50 | 295
| Unit 1397 | CT Gas | 76 | 148317.5657 | -50 | -50 | -50 | -50 | -50 | -50 | -50 | 295 | -50
| Unit 1398 | Other | 5.34 | 148322.9057 | -50 | -50 | -50 | -50 | -50 | -50 | -50 | -50 | 295
| Unit 1399 | Other | 19.4 | 148342.3057 | -50 | -50 | -50 | -50 | -50 | -50 | -50 | -50 | 295
| Unit 1400 | Other | 25 | 148367.3057 | -50 | -50 | -50 | -50 | -50 | -50 | -50 | -50 | 295
| Unit 1401 | Other | 20 | 148387.3057 | -50 | -50 | -50 | -50 | -50 | -50 | -50 | -50 | 295
| Unit 1402 | CT Gas | 17.4 | 148404.7057 | -50 | -50 | -50 | -50 | -50 | -50 | -50 | 295 | -50
| Unit 1403 | CT Gas | 14.6 | 148419.3057 | -50 | -50 | -50 | -50 | -50 | -50 | -50 | 295 | -50
| Unit 1404 | CT Gas | 70 | 148489.3057 | -50 | -50 | -50 | -50 | -50 | -50 | -50 | 295 | -50
| Unit 1405 | CT Gas | 76 | 148565.3057 | -50 | -50 | -50 | -50 | -50 | -50 | -50 | 295 | -50
| Unit 1406 | Other | 0.6568 | 148565.9625 | -50 | -50 | -50 | -50 | -50 | -50 | -50 | -50 | 295
| Unit 1407 | Other | 22.8 | 148588.7625 | -50 | -50 | -50 | -50 | -50 | -50 | -50 | -50 | 295
| Unit 1408 | CT Gas | 14.7 | 148603.4625 | -50 | -50 | -50 | -50 | -50 | -50 | -50 | 295 | -50
| Unit 1409 | CT Gas | 19.27 | 148622.7325 | -50 | -50 | -50 | -50 | -50 | -50 | -50 | 295 | -50
| Unit 1410 | Other | 3.15 | 148625.8825 | -50 | -50 | -50 | -50 | -50 | -50 | -50 | -50 | 295
| Unit 1411 | CT Gas | 20.15 | 148646.0325 | -50 | -50 | -50 | -50 | -50 | -50 | -50 | 295 | -50
| Unit 1412 | Other | 13.56 | 148659.5925 | -50 | -50 | -50 | -50 | -50 | -50 | -50 | -50 | 295
| Unit 1413 | Other | 2.72 | 148662.3125 | -50 | -50 | -50 | -50 | -50 | -50 | -50 | -50 | 295
| Unit 1414 | Other | 7.27 | 148669.5825 | -50 | -50 | -50 | -50 | -50 | -50 | -50 | -50 | 295
| Unit 1415 | Other | 19 | 148688.5825 | -50 | -50 | -50 | -50 | -50 | -50 | -50 | -50 | 295
| Unit 1416 | Other | 30.66 | 148719.2425 | -50 | -50 | -50 | -50 | -50 | -50 | -50 | -50 | 295

## Other Graphics
Return to Index
Figure 1. Illustration of Zones (left) and Nodes (right) in a Jurisdiction
| Source: | Press release regarding ERCOT change from zonal to nodal
Figure 13. Navigant Energy Market Modeling Toolset